## Sheet1
id | Code | Name | Description | Unit | Brand | Sub_Group | Item_Group
1 | LAHC14301 | ALUMINIUM FILTER FRAME 610 X 610 MM |  | Nos | OEM |  | FILTER
2 | LAHC11001 | KAT 7/7 S KRUGER MAKE |  | Nos | KRUGER |  | FAN
3 | LCCC13301 | BELT A-19 |  | Nos | OEM |  | BELT
4 | LAHC11002 | KAT 8/8 S KRUGER MAKE |  | Nos | KRUGER |  | FAN
5 | LCCE26653 | CG 15 KW 3 PH TEFC-SQCAGE INDUCTION MOTOR 2 POLE FOOT MOUNTED-IE3 |  | Nos | CG |  | MOTOR
6 | LAHC14302 | ALUMINIUM FILTER FRAME 610 X 508 MM |  | Nos | OEM |  | FILTER
7 | LCCC13302 | BELT A-20 |  | Nos | OEM |  | BELT
8 | LCCC13303 | BELT A-21 |  | Nos | OEM |  | BELT
9 | LAHC24101 | HRW 500 - MS270A |  | Nos | DRI |  | HEAT RECOVERY WHEEL
10 | LAHC11003 | KAT 9/7 S KRUGER MAKE |  | Nos | KRUGER |  | FAN
11 | LCCH30001 | HEX HEAD BOLT GI M6 x 25 |  | Nos | OEM |  | FASTENERS
12 | LCCE26316 | ABB 30 KW 3 PH TEFC-SQCAGE INDUCTION MOTOR 4 POLE FOOT MOUNTED-IE1 |  | Nos | ABB |  | MOTOR
13 | LCCH30002 | HEX HEAD BOLT GI M8 x 25 |  | Nos | OEM |  | FASTENERS
14 | LCCC13304 | BELT A-22 |  | Nos | OEM |  | BELT
15 | LAHC24102 | HRW 600 - MS270A |  | Nos | DRI |  | HEAT RECOVERY WHEEL
16 | LCCE27001 | BHARATH BIJILEE 0.25 KW 3 PH TEFC-SQCAGE INDUCTION MOTOR 2 POLE FOOT MOUNTED-IE3 |  | Nos | BHARATH BIJILEE |  | MOTOR
17 | LAHC11004 | KAT 9/9 S KRUGER MAKE |  | Nos | KRUGER |  | FAN
18 | LCCE26703 | SIEMENS 0.55 KW 3 PH TEFC-SQCAGE INDUCTION MOTOR 2 POLE FOOT MOUNTED-IE1 |  | Nos | SIEMENS |  | MOTOR
19 | LCCE26737 | SIEMENS 37 KW 3 PH TEFC-SQCAGE INDUCTION MOTOR 4 POLE FOOT MOUNTED-IE2 |  | Nos | SIEMENS |  | MOTOR
20 | LCCR07004 | SS SHEET 316 GRADE 1.2mm THK |  | Kgs | OEM |  | SS SHEETS
21 | LCCE26437 | ABB 37 KW 3 PH TEFC-SQCAGE INDUCTION MOTOR 4 POLE FOOT MOUNTED-IE3 |  | Nos | ABB |  | MOTOR
22 | LAHC24103 | HRW 700 - MS270A |  | Nos | DRI |  | HEAT RECOVERY WHEEL
23 | LCCH30003 | HEX HEAD BOLT GI M10 x 25 |  | Nos | OEM |  | FASTENERS
24 | LCCC13305 | BELT A-23 |  | Nos | OEM |  | BELT
25 | LCCE26766 | SIEMENS 1.5 KW 3 PH TEFC-SQCAGE INDUCTION MOTOR 2 POLE FOOT MOUNTED-IE2 |  | Nos | SIEMENS |  | MOTOR
26 | LAHC24104 | HRW 800 - MS270A |  | Nos | DRI |  | HEAT RECOVERY WHEEL
27 | LCCE26404 | ABB 0.75 KW 3 PH TEFC-SQCAGE INDUCTION MOTOR 2 POLE FOOT MOUNTED-IE2 |  | Nos | ABB |  | MOTOR
28 | LCCE26723 | SIEMENS 0.55 KW 3 PH TEFC-SQCAGE INDUCTION MOTOR 4 POLE FOOT MOUNTED-IE2 |  | Nos | SIEMENS |  | MOTOR
29 | LCCC13306 | BELT A-24 |  | Nos | OEM |  | BELT
30 | LCCH30004 | HEX HEAD BOLT GI M12 x 25 |  | Nos | OEM |  | FASTENERS
31 | LAHC11005 | KAT 10/8 S KRUGER MAKE |  | Nos | KRUGER |  | FAN
32 | LCCE26349 | ABB 5.5 KW 3 PH TEFC-SQCAGE INDUCTION MOTOR 2 POLE FOOT MOUNTED-IE1 |  | Nos | ABB |  | MOTOR
33 | LAHC15220 | PLASTIC BUTTERFLY KNOB M6 x 25mm |  | Nos | OEM |  | PLASTIC PARTS
34 | LCCC13307 | BELT A-25 |  | Nos | OEM |  | BELT
35 | LCCC12701 | 80 x 2A |  | Nos | OEM | PULLEY | PULLEYS/BEARINGS
36 | LCCC12702 | 85x 2A |  | Nos | OEM | PULLEY | PULLEYS/BEARINGS
37 | LCCH30005 | HEX HEAD BOLT GI M6 x 40 |  | Nos | OEM |  | FASTENERS
38 | LCCE26933 | BHARATH BIJILEE 15 KW 3 PH TEFC-SQCAGE INDUCTION MOTOR 6 POLE FOOT MOUNTED-IE2 |  | Nos | BHARATH BIJILEE |  | MOTOR
39 | LCCC13308 | BELT A-26 |  | Nos | OEM |  | BELT
40 | LAHC24105 | HRW 900 - MS270A |  | Nos | DRI |  | HEAT RECOVERY WHEEL
41 | LCCE26704 | SIEMENS 0.75 KW 3 PH TEFC-SQCAGE INDUCTION MOTOR 2 POLE FOOT MOUNTED-IE1 |  | Nos | SIEMENS |  | MOTOR
42 | LAHC24106 | HRW 1000 - MS270A |  | Nos | DRI |  | HEAT RECOVERY WHEEL
43 | LCCC12703 | 90x 2A |  | Nos | OEM | PULLEY | PULLEYS/BEARINGS
44 | LAHC11006 | KAT 10/10 S KRUGER MAKE |  | Nos | KRUGER |  | FAN
45 | LCCH30006 | HEX HEAD BOLT GI M8 x 40 |  | Nos | OEM |  | FASTENERS
46 | LCCE26841 | BHARATH BIJILEE 0.25 KW 3 PH TEFC-SQCAGE INDUCTION MOTOR 4 POLE FOOT MOUNTED-IE1 |  | Nos | BHARATH BIJILEE |  | MOTOR
47 | LAHC11007 | KAT 12/9 S KRUGER MAKE |  | Nos | KRUGER |  | FAN
48 | LAHC11008 | KAT 12/12 S KRUGER MAKE |  | Nos | KRUGER |  | FAN
49 | LCCE26775 | SIEMENS 22 KW 3 PH TEFC-SQCAGE INDUCTION MOTOR 2 POLE FOOT MOUNTED-IE2 |  | Nos | SIEMENS |  | MOTOR
50 | LCCE26957 | BHARATH BIJILEE 37 KW 3 PH TEFC-SQCAGE INDUCTION MOTOR 2 POLE FOOT MOUNTED-IE2 |  | Nos | BHARATH BIJILEE |  | MOTOR
51 | LAHC14303 | ALUMINIUM FILTER FRAME 610 X 305 MM |  | Nos | OEM |  | FILTER
52 | LCCC13309 | BELT A-27 |  | Nos | OEM |  | BELT
53 | LCCE26649 | CG 5.5 KW 3 PH TEFC-SQCAGE INDUCTION MOTOR 2 POLE FOOT MOUNTED-IE3 |  | Nos | CG |  | MOTOR
54 | LCCC12704 | 95x 2A |  | Nos | OEM | PULLEY | PULLEYS/BEARINGS
55 | LCCE26767 | SIEMENS 2.2 KW 3 PH TEFC-SQCAGE INDUCTION MOTOR 2 POLE FOOT MOUNTED-IE2 |  | Nos | SIEMENS |  | MOTOR
56 | LCCE26475 | ABB 22 KW 3 PH TEFC-SQCAGE INDUCTION MOTOR 2 POLE FOOT MOUNTED-IE3 |  | Nos | ABB |  | MOTOR
57 | LCCC13310 | BELT A-28 |  | Nos | OEM |  | BELT
58 | LCCE26542 | CG 0.37 KW 3 PH TEFC-SQCAGE INDUCTION MOTOR 4 POLE FOOT MOUNTED-IE2 |  | Nos | CG |  | MOTOR
59 | LAHC24107 | HRW 1100 - MS270A |  | Nos | DRI |  | HEAT RECOVERY WHEEL
60 | LAHC11009 | KAT 15/11 S KRUGER MAKE |  | Nos | KRUGER |  | FAN
61 | LCCC12705 | 100x 2A |  | Nos | OEM | PULLEY | PULLEYS/BEARINGS
62 | LCCE26317 | ABB 37 KW 3 PH TEFC-SQCAGE INDUCTION MOTOR 4 POLE FOOT MOUNTED-IE1 |  | Nos | ABB |  | MOTOR
63 | LCCE26619 | CG 55 KW 3 PH TEFC-SQCAGE INDUCTION MOTOR 4 POLE FOOT MOUNTED-IE3 |  | Nos | CG |  | MOTOR
64 | LAHC14304 | ALUMINIUM FILTER FRAME 508 X 305 MM |  | Nos | OEM |  | FILTER
65 | LAHC11010 | KAT 15/15 S KRUGER MAKE |  | Nos | KRUGER |  | FAN
66 | LCCC12706 | 106x 2A |  | Nos | OEM | PULLEY | PULLEYS/BEARINGS
67 | LCCE26627 | CG 2.2 KW 3 PH TEFC-SQCAGE INDUCTION MOTOR 6 POLE FOOT MOUNTED-IE3 |  | Nos | CG |  | MOTOR
68 | LAHC24108 | HRW 1200 - MS270A |  | Nos | DRI |  | HEAT RECOVERY WHEEL
69 | LCCC13311 | BELT A-29 |  | Nos | OEM |  | BELT
70 | LCCE26874 | BHARATH BIJILEE 18.5 KW 3 PH TEFC-SQCAGE INDUCTION MOTOR 6 POLE FOOT MOUNTED-IE1 |  | Nos | BHARATH BIJILEE |  | MOTOR
71 | LCCC13312 | BELT A-30 |  | Nos | OEM |  | BELT
72 | LAHC24109 | HRW 1300 - MS270A |  | Nos | DRI |  | HEAT RECOVERY WHEEL
73 | LCCE26902 | BHARATH BIJILEE 0.37 KW 3 PH TEFC-SQCAGE INDUCTION MOTOR 4 POLE FOOT MOUNTED-IE2 |  | Nos | BHARATH BIJILEE |  | MOTOR
74 | LCCE26376 | ABB 30 KW 3 PH TEFC-SQCAGE INDUCTION MOTOR 4 POLE FOOT MOUNTED-IE2 |  | Nos | ABB |  | MOTOR
75 | LAHC11011 | KAT 18/13 S KRUGER MAKE |  | Nos | KRUGER |  | FAN
76 | LCCH30007 | HEX HEAD BOLT GI M10 x 40 |  | Nos | OEM |  | FASTENERS
77 | LCCC13313 | BELT A-31 |  | Nos | OEM |  | BELT
78 | LCCC13314 | BELT A-32 |  | Nos | OEM |  | BELT
79 | LCCE26493 | CG 15 KW 3 PH TEFC-SQCAGE INDUCTION MOTOR 4 POLE FOOT MOUNTED-IE1 |  | Nos | CG |  | MOTOR
80 | LCCE26521 | CG 0.25 KW 3 PH TEFC-SQCAGE INDUCTION MOTOR 2 POLE FOOT MOUNTED-IE1 |  | Nos | CG |  | MOTOR
81 | LAHC14305 | ALUMINIUM FILTER FRAME 305 X 305 MM |  | Nos | OEM |  | FILTER
82 | LCCE26496 | CG 30 KW 3 PH TEFC-SQCAGE INDUCTION MOTOR 4 POLE FOOT MOUNTED-IE1 |  | Nos | CG |  | MOTOR
83 | LCCE26976 | BHARATH BIJILEE 30 KW 3 PH TEFC-SQCAGE INDUCTION MOTOR 4 POLE FOOT MOUNTED-IE3 |  | Nos | BHARATH BIJILEE |  | MOTOR
84 | LCCH30008 | HEX HEAD BOLT GI M12 x 40 |  | Nos | OEM |  | FASTENERS
85 | LCCE26634 | CG 18.5 KW 3 PH TEFC-SQCAGE INDUCTION MOTOR 6 POLE FOOT MOUNTED-IE3 |  | Nos | CG |  | MOTOR
86 | LCCH30009 | HEX HEAD BOLT GI M6 x 50 |  | Nos | OEM |  | FASTENERS
87 | LCCC13315 | BELT A-33 |  | Nos | OEM |  | BELT
88 | LCCC13316 | BELT A-34 |  | Nos | OEM |  | BELT
89 | LCCC13317 | BELT A-35 |  | Nos | OEM |  | BELT
90 | LAHC14306 | PRE FILTER EU3 GRADE - 595 MM (W) x 595 MM (H) x 48MM (D) |  | Nos | OEM |  | FILTER
91 | LCCC13318 | BELT A-36 |  | Nos | OEM |  | BELT
92 | LCCR07511 | GI sheet 1.2mm THK 180 GSM | 1.2 | Kgs | OEM |  | G.I / COATED SHEETS
93 | LCCC12707 | 112x 2A |  | Nos | OEM | PULLEY | PULLEYS/BEARINGS
94 | LCCE26875 | BHARATH BIJILEE 22 KW 3 PH TEFC-SQCAGE INDUCTION MOTOR 6 POLE FOOT MOUNTED-IE1 |  | Nos | BHARATH BIJILEE |  | MOTOR
95 | LCCC13319 | BELT A-37 |  | Nos | OEM |  | BELT
96 | LCCE26757 | SIEMENS 37 KW 3 PH TEFC-SQCAGE INDUCTION MOTOR 6 POLE FOOT MOUNTED-IE2 |  | Nos | SIEMENS |  | MOTOR
97 | LCCE26398 | ABB 45 KW 3 PH TEFC-SQCAGE INDUCTION MOTOR 6 POLE FOOT MOUNTED-IE2 |  | Nos | ABB |  | MOTOR
98 | LAHC11012 | KAT 18/18 S KRUGER MAKE |  | Nos | KRUGER |  | FAN
99 | LCCE26575 | CG 22 KW 3 PH TEFC-SQCAGE INDUCTION MOTOR 6 POLE FOOT MOUNTED-IE2 |  | Nos | CG |  | MOTOR
100 | LCCE26548 | CG 3.7 KW 3 PH TEFC-SQCAGE INDUCTION MOTOR 4 POLE FOOT MOUNTED-IE2 |  | Nos | CG |  | MOTOR
101 | LCCC12708 | 118x 2A |  | Nos | OEM | PULLEY | PULLEYS/BEARINGS
102 | LCCE26707 | SIEMENS 2.2 KW 3 PH TEFC-SQCAGE INDUCTION MOTOR 2 POLE FOOT MOUNTED-IE1 |  | Nos | SIEMENS |  | MOTOR
103 | LCCH30010 | HEX HEAD BOLT GI M8 x 50 |  | Nos | OEM |  | FASTENERS
104 | LCCE26644 | CG 0.75 KW 3 PH TEFC-SQCAGE INDUCTION MOTOR 2 POLE FOOT MOUNTED-IE3 |  | Nos | CG |  | MOTOR
105 | LCCE26646 | CG 1.5 KW 3 PH TEFC-SQCAGE INDUCTION MOTOR 2 POLE FOOT MOUNTED-IE3 |  | Nos | CG |  | MOTOR
106 | LCCR07502 | GI sheet 0.8mm THK 120 GSM | 0.8 | Kgs | OEM |  | G.I / COATED SHEETS
107 | LAHC14307 | PRE FILTER EU3 GRADE - 290 MM (W) x 595 MM (H) x 48MM (D) |  | Nos | OEM |  | FILTER
108 | LCCH23604 | SS DRAIN CAP 1 1/2 inch x 100mm L |  | Nos | OEM |  | Hardware
109 | LCCH30011 | HEX HEAD BOLT GI M10 x 50 |  | Nos | OEM |  | FASTENERS
110 | LCCE26403 | ABB 0.55 KW 3 PH TEFC-SQCAGE INDUCTION MOTOR 2 POLE FOOT MOUNTED-IE2 |  | Nos | ABB |  | MOTOR
111 | LAHN60006 | ISOL |  | Kgs | OEM |  | ISO-CYNATE
112 | LCCE26975 | BHARATH BIJILEE 22 KW 3 PH TEFC-SQCAGE INDUCTION MOTOR 4 POLE FOOT MOUNTED-IE3 |  | Nos | BHARATH BIJILEE |  | MOTOR
113 | LCCE26329 | ABB 5.5 KW 3 PH TEFC-SQCAGE INDUCTION MOTOR 6 POLE FOOT MOUNTED-IE1 |  | Nos | ABB |  | MOTOR
114 | LCCE26457 | ABB 37 KW 3 PH TEFC-SQCAGE INDUCTION MOTOR 6 POLE FOOT MOUNTED-IE3 |  | Nos | ABB |  | MOTOR
115 | LAHC14308 | PRE FILTER EU3 GRADE - 595 MM (W) x 219 MM (H) x 48MM (D) |  | Nos | OEM |  | FILTER
116 | LCCE26312 | ABB 11 KW 3 PH TEFC-SQCAGE INDUCTION MOTOR 4 POLE FOOT MOUNTED-IE1 |  | Nos | ABB |  | MOTOR
117 | LCCC13320 | BELT A-38 |  | Nos | OEM |  | BELT
118 | LCCC13321 | BELT A-39 |  | Nos | OEM |  | BELT
119 | LCCC13322 | BELT A-40 |  | Nos | OEM |  | BELT
120 | LCCE26982 | BHARATH BIJILEE 0.37 KW 3 PH TEFC-SQCAGE INDUCTION MOTOR 6 POLE FOOT MOUNTED-IE3 |  | Nos | BHARATH BIJILEE |  | MOTOR
121 | LAHC24110 | HRW 1400 - MS270A |  | Nos | DRI |  | HEAT RECOVERY WHEEL
122 | LCCE26777 | SIEMENS 37 KW 3 PH TEFC-SQCAGE INDUCTION MOTOR 2 POLE FOOT MOUNTED-IE2 |  | Nos | SIEMENS |  | MOTOR
123 | LAHC24111 | HRW 1500 - MS270A |  | Nos | DRI |  | HEAT RECOVERY WHEEL
124 | LCCH30012 | HEX HEAD BOLT GI M12 x 50 |  | Nos | OEM |  | FASTENERS
125 | LAHC14309 | PRE FILTER EU3 GRADE - 494 MM (W) x 595 MM (H) x 48MM (D) |  | Nos | OEM |  | FILTER
126 | LCCC13323 | BELT A-41 |  | Nos | OEM |  | BELT
127 | LAHC11013 | KAT 7/7 S2-CW 90 KRUGER MAKE |  | Nos | KRUGER |  | FAN
128 | LCCE26416 | ABB 30 KW 3 PH TEFC-SQCAGE INDUCTION MOTOR 2 POLE FOOT MOUNTED-IE2 |  | Nos | ABB |  | MOTOR
129 | LCCC12709 | 125x 2A |  | Nos | OEM | PULLEY | PULLEYS/BEARINGS
130 | LCCE26535 | CG 22 KW 3 PH TEFC-SQCAGE INDUCTION MOTOR 2 POLE FOOT MOUNTED-IE1 |  | Nos | CG |  | MOTOR
131 | LCCC12710 | 132x 2A |  | Nos | OEM | PULLEY | PULLEYS/BEARINGS
132 | LCCE26782 | SIEMENS 0.37 KW 3 PH TEFC-SQCAGE INDUCTION MOTOR 4 POLE FOOT MOUNTED-IE3 |  | Nos | SIEMENS |  | MOTOR
133 | LCCE26428 | ABB 3.7 KW 3 PH TEFC-SQCAGE INDUCTION MOTOR 4 POLE FOOT MOUNTED-IE3 |  | Nos | ABB |  | MOTOR
134 | LCCC13324 | BELT A-42 |  | Nos | OEM |  | BELT
135 | LCCE26434 | ABB 18.5 KW 3 PH TEFC-SQCAGE INDUCTION MOTOR 4 POLE FOOT MOUNTED-IE3 |  | Nos | ABB |  | MOTOR
136 | LCCC13325 | BELT A-43 |  | Nos | OEM |  | BELT
137 | LCCC12711 | 140x 2A |  | Nos | OEM | PULLEY | PULLEYS/BEARINGS
138 | LCCE26583 | CG 0.55 KW 3 PH TEFC-SQCAGE INDUCTION MOTOR 2 POLE FOOT MOUNTED-IE2 |  | Nos | CG |  | MOTOR
139 | LCCE26616 | CG 30 KW 3 PH TEFC-SQCAGE INDUCTION MOTOR 4 POLE FOOT MOUNTED-IE3 |  | Nos | CG |  | MOTOR
140 | LCCE26507 | CG 2.2 KW 3 PH TEFC-SQCAGE INDUCTION MOTOR 6 POLE FOOT MOUNTED-IE1 |  | Nos | CG |  | MOTOR
141 | LAHC11014 | KAT 8/8 S2-CW 90 KRUGER MAKE |  | Nos | KRUGER |  | FAN
142 | LCCC12712 | 150x 2A |  | Nos | OEM | PULLEY | PULLEYS/BEARINGS
143 | LCCE26989 | BHARATH BIJILEE 5.5 KW 3 PH TEFC-SQCAGE INDUCTION MOTOR 6 POLE FOOT MOUNTED-IE3 |  | Nos | BHARATH BIJILEE |  | MOTOR
144 | LAHC15222 | VIEWPORT 50mm |  | Nos | OEM |  | PLASTIC PARTS
145 | LCCC13326 | BELT A-44 |  | Nos | OEM |  | BELT
146 | LCCE26390 | ABB 7.5 KW 3 PH TEFC-SQCAGE INDUCTION MOTOR 6 POLE FOOT MOUNTED-IE2 |  | Nos | ABB |  | MOTOR
147 | LCCE26529 | CG 5.5 KW 3 PH TEFC-SQCAGE INDUCTION MOTOR 2 POLE FOOT MOUNTED-IE1 |  | Nos | CG |  | MOTOR
148 | LCCE26755 | SIEMENS 22 KW 3 PH TEFC-SQCAGE INDUCTION MOTOR 6 POLE FOOT MOUNTED-IE2 |  | Nos | SIEMENS |  | MOTOR
149 | LCCE26566 | CG 1.5 KW 3 PH TEFC-SQCAGE INDUCTION MOTOR 6 POLE FOOT MOUNTED-IE2 |  | Nos | CG |  | MOTOR
150 | LCCE26301 | ABB 0.25 KW 3 PH TEFC-SQCAGE INDUCTION MOTOR 4 POLE FOOT MOUNTED-IE1 |  | Nos | ABB |  | MOTOR
151 | LCCC13327 | BELT A-45 |  | Nos | OEM |  | BELT
152 | LCCE26425 | ABB 1.1 KW 3 PH TEFC-SQCAGE INDUCTION MOTOR 4 POLE FOOT MOUNTED-IE3 |  | Nos | ABB |  | MOTOR
153 | LCCC13328 | BELT A-46 |  | Nos | OEM |  | BELT
154 | LCCE26638 | CG 45 KW 3 PH TEFC-SQCAGE INDUCTION MOTOR 6 POLE FOOT MOUNTED-IE3 |  | Nos | CG |  | MOTOR
155 | LCCE25658 | ELECTRICAL WIRE 2 CORE / 4 SQ MM |  | Nos | OEM |  | ELECTRICAL
156 | LCCM48523 | Black Insulation Tape |  | Nos | OEM |  | PACKING
157 | LCCE26916 | BHARATH BIJILEE 30 KW 3 PH TEFC-SQCAGE INDUCTION MOTOR 4 POLE FOOT MOUNTED-IE2 |  | Nos | BHARATH BIJILEE |  | MOTOR
158 | LCCE26389 | ABB 5.5 KW 3 PH TEFC-SQCAGE INDUCTION MOTOR 6 POLE FOOT MOUNTED-IE2 |  | Nos | ABB |  | MOTOR
159 | LAHC11015 | KAT 9/7 S2-CW 90 KRUGER MAKE |  | Nos | KRUGER |  | FAN
160 | LCCE26370 | ABB 7.5 KW 3 PH TEFC-SQCAGE INDUCTION MOTOR 4 POLE FOOT MOUNTED-IE2 |  | Nos | ABB |  | MOTOR
161 | LCCC12713 | 160x 2A |  | Nos | OEM | PULLEY | PULLEYS/BEARINGS
162 | LAHC14310 | PRE FILTER EU3 GRADE - 595 MM (W) x 494 MM (H) x 48MM (D) |  | Nos | OEM |  | FILTER
163 | LCCC12714 | 180x 2A |  | Nos | OEM | PULLEY | PULLEYS/BEARINGS
164 | LCCC12715 | 200x 2A |  | Nos | OEM | PULLEY | PULLEYS/BEARINGS
165 | LAHC11016 | KAT 9/9 S2-CW 90 KRUGER MAKE |  | Nos | KRUGER |  | FAN
166 | LCCE26873 | BHARATH BIJILEE 15 KW 3 PH TEFC-SQCAGE INDUCTION MOTOR 6 POLE FOOT MOUNTED-IE1 |  | Nos | BHARATH BIJILEE |  | MOTOR
167 | LAHS00002 | DX COOLING COIL |  | Nos | LUFTEK |  | COOLING COIL
168 | LCCE26792 | SIEMENS 11 KW 3 PH TEFC-SQCAGE INDUCTION MOTOR 4 POLE FOOT MOUNTED-IE3 |  | Nos | SIEMENS |  | MOTOR
169 | LCCC12716 | 250x 2A |  | Nos | OEM | PULLEY | PULLEYS/BEARINGS
170 | LCCC12717 | 315x 2A |  | Nos | OEM | PULLEY | PULLEYS/BEARINGS
171 | LAHC14311 | PRE FILTER EU4 GRADE - 595 MM (W) x 595 MM (H) x 48MM (D) |  | Nos | OEM |  | FILTER
172 | LCCC13329 | BELT A-47 |  | Nos | OEM |  | BELT
173 | LCCC12718 | 400x 2A |  | Nos | OEM | PULLEY | PULLEYS/BEARINGS
174 | LCCC12719 | 500x 2A |  | Nos | OEM | PULLEY | PULLEYS/BEARINGS
175 | LCCE26647 | CG 2.2 KW 3 PH TEFC-SQCAGE INDUCTION MOTOR 2 POLE FOOT MOUNTED-IE3 |  | Nos | CG |  | MOTOR
176 | LCCE26615 | CG 22 KW 3 PH TEFC-SQCAGE INDUCTION MOTOR 4 POLE FOOT MOUNTED-IE3 |  | Nos | CG |  | MOTOR
177 | LAHC15501 | 45MM RUBBER ANTI VIBRANT |  | Nos | OEM |  | ANTI-VIBRATIONS
178 | LAHC11017 | KAT 10/8 S2-CW 90 KRUGER MAKE |  | Nos | KRUGER |  | FAN
179 | LCCE26325 | ABB 1.1 KW 3 PH TEFC-SQCAGE INDUCTION MOTOR 6 POLE FOOT MOUNTED-IE1 |  | Nos | ABB |  | MOTOR
180 | LAHC24112 | HRW 1600 - MS270A |  | Nos | DRI |  | HEAT RECOVERY WHEEL
181 | LAHC15224 | Mist Eliminator - Two Pass Plastic |  | Nos | OEM |  | PLASTIC PARTS
182 | LCCH30013 | HEX HEAD BOLT GI M8 x 80 |  | Nos | OEM |  | FASTENERS
183 | LAHC11018 | KAT 10/10 S2-CW 90 KRUGER MAKE |  | Nos | KRUGER |  | FAN
184 | LCCH30014 | HEX HEAD BOLT SS M6 x 25 |  | Nos | OEM |  | FASTENERS
185 | LCCC13330 | BELT A-48 |  | Nos | OEM |  | BELT
186 | LAHC11019 | KAT 12/9 S2-CW 90 KRUGER MAKE |  | Nos | KRUGER |  | FAN
187 | LAHC14312 | PRE FILTER EU4 GRADE - 290 MM (W) x 595 MM (H) x 48MM (D) |  | Nos | OEM |  | FILTER
188 | LAHC11020 | KAT 12/12 S2-CW 90 KRUGER MAKE |  | Nos | KRUGER |  | FAN
189 | LCCE26895 | BHARATH BIJILEE 22 KW 3 PH TEFC-SQCAGE INDUCTION MOTOR 2 POLE FOOT MOUNTED-IE1 |  | Nos | BHARATH BIJILEE |  | MOTOR
190 | LCCC13331 | BELT A-49 |  | Nos | OEM |  | BELT
191 | LAHC14313 | PRE FILTER EU4 GRADE - 595 MM (W) x 219 MM (H) x 48MM (D) |  | Nos | OEM |  | FILTER
192 | LCCC32003 | PVC GLAND 2 inch DIA |  | Nos | OEM |  | Gland
193 | LAHC15502 | 35MM RUBBER ANTI VIBRANT |  | Nos | OEM |  | ANTI-VIBRATIONS
194 | LAHC11021 | KAT 15/11 S2-CW 90 KRUGER MAKE |  | Nos | KRUGER |  | FAN
195 | LCCM47008 | Hole saw cutter 2 1/2 inch |  | Nos | OEM |  | Hand Tools
196 | LAHC15503 | 25MM RUBBER ANTI VIBRANT |  | Nos | OEM |  | ANTI-VIBRATIONS
197 | LAHM48601 | LOGO STICKER - SIZE 1 |  | Nos | OEM |  | NAME PLATE/STICKER/LABELS
198 | LCCC13332 | BELT A-50 |  | Nos | OEM |  | BELT
199 | LCCE26885 | BHARATH BIJILEE 1.1 KW 3 PH TEFC-SQCAGE INDUCTION MOTOR 2 POLE FOOT MOUNTED-IE1 |  | Nos | BHARATH BIJILEE |  | MOTOR
200 | LAHC11022 | KAT 15/15 S2-CW 90 KRUGER MAKE |  | Nos | KRUGER |  | FAN
201 | LAHC11023 | KAT 18/13 S2-CW 90 KRUGER MAKE |  | Nos | KRUGER |  | FAN
202 | LCCC13333 | BELT A-51 |  | Nos | OEM |  | BELT
203 | LAHC14314 | PRE FILTER EU4 GRADE - 494 MM (W) x 595 MM (H) x 48MM (D) |  | Nos | OEM |  | FILTER
204 | LCCC13334 | BELT A-52 |  | Nos | OEM |  | BELT
205 | LCCH30015 | HEX HEAD BOLT SS M8 x 25 |  | Nos | OEM |  | FASTENERS
206 | LAHC11024 | KAT 18/18 S2-CW 90 KRUGER MAKE |  | Nos | KRUGER |  | FAN
207 | LCCE26629 | CG 5.5 KW 3 PH TEFC-SQCAGE INDUCTION MOTOR 6 POLE FOOT MOUNTED-IE3 |  | Nos | CG |  | MOTOR
208 | LAHC11025 | KAT 7/7 S2-CW 270 KRUGER MAKE |  | Nos | KRUGER |  | FAN
209 | LAHC11026 | KAT 8/8 S2-CW 270 KRUGER MAKE |  | Nos | KRUGER |  | FAN
210 | LCCC13335 | BELT A-53 |  | Nos | OEM |  | BELT
211 | LCCC13336 | BELT A-54 |  | Nos | OEM |  | BELT
212 | LCCE26978 | BHARATH BIJILEE 45 KW 3 PH TEFC-SQCAGE INDUCTION MOTOR 4 POLE FOOT MOUNTED-IE3 |  | Nos | BHARATH BIJILEE |  | MOTOR
213 | LAHC24113 | HRW 1700 - MS270A |  | Nos | DRI |  | HEAT RECOVERY WHEEL
214 | LCCE26630 | CG 7.5 KW 3 PH TEFC-SQCAGE INDUCTION MOTOR 6 POLE FOOT MOUNTED-IE3 |  | Nos | CG |  | MOTOR
215 | LCCE26718 | SIEMENS 45 KW 3 PH TEFC-SQCAGE INDUCTION MOTOR 2 POLE FOOT MOUNTED-IE1 |  | Nos | SIEMENS |  | MOTOR
216 | LCCH30016 | HEX HEAD BOLT SS M10 x 25 |  | Nos | OEM |  | FASTENERS
217 | LAHC11027 | KAT 9/7 S2-CW 270 KRUGER MAKE |  | Nos | KRUGER |  | FAN
218 | LAHC24653 | RUBBER BOOT 1 inch 25mm DEPTH |  | Nos | OEM |  | Rubber
219 | LCCE26435 | ABB 22 KW 3 PH TEFC-SQCAGE INDUCTION MOTOR 4 POLE FOOT MOUNTED-IE3 |  | Nos | ABB |  | MOTOR
220 | LCCH30017 | HEX HEAD BOLT SS M12 x 25 |  | Nos | OEM |  | FASTENERS
221 | LAHC24114 | HRW 1800 - MS270A |  | Nos | DRI |  | HEAT RECOVERY WHEEL
222 | LAHC11028 | KAT 9/9 S2-CW 270 KRUGER MAKE |  | Nos | KRUGER |  | FAN
223 | LCCE26977 | BHARATH BIJILEE 37 KW 3 PH TEFC-SQCAGE INDUCTION MOTOR 4 POLE FOOT MOUNTED-IE3 |  | Nos | BHARATH BIJILEE |  | MOTOR
224 | LAHC24115 | HRW 1900 - MS270A |  | Nos | DRI |  | HEAT RECOVERY WHEEL
225 | LCCE26829 | SIEMENS 5.5 KW 3 PH TEFC-SQCAGE INDUCTION MOTOR 2 POLE FOOT MOUNTED-IE3 |  | Nos | SIEMENS |  | MOTOR
226 | LAHC14315 | PRE FILTER EU4 GRADE - 595 MM (W) x 494 MM (H) x 48MM (D) |  | Nos | OEM |  | FILTER
227 | LAHC11029 | KAT 10/8 S2-CW 270 KRUGER MAKE |  | Nos | KRUGER |  | FAN
228 | LAHC14316 | PRE FILTER EU3 GRADE - 440 MM (W) x 345 MM (H) x 25MM (D) |  | Nos | OEM |  | FILTER
229 | LCCH30018 | HEX HEAD BOLT SS M6 x 40 |  | Nos | OEM |  | FASTENERS
230 | LCCR07523 | PRECOATED GI SHEET 1mm THK RAL 9002 | 1 | Kgs | OEM |  | G.I / COATED SHEETS
231 | LCCC12720 | 630x 2A |  | Nos | OEM | PULLEY | PULLEYS/BEARINGS
232 | LCCE26633 | CG 15 KW 3 PH TEFC-SQCAGE INDUCTION MOTOR 6 POLE FOOT MOUNTED-IE3 |  | Nos | CG |  | MOTOR
233 | LCCE26419 | ABB 55 KW 3 PH TEFC-SQCAGE INDUCTION MOTOR 2 POLE FOOT MOUNTED-IE2 |  | Nos | ABB |  | MOTOR
234 | LAHM48612 | AHU HEATER SECTION STICKER |  | Nos | OEM |  | NAME PLATE/STICKER/LABELS
235 | LAHC24116 | HRW 2000 - MS270A |  | Nos | DRI |  | HEAT RECOVERY WHEEL
236 | LAHC14317 | PRE FILTER EU3 GRADE - 440 MM (W) x 445 MM (H) x 25MM (D) |  | Nos | OEM |  | FILTER
237 | LCCC13337 | BELT A-55 |  | Nos | OEM |  | BELT
238 | LCCE26514 | CG 18.5 KW 3 PH TEFC-SQCAGE INDUCTION MOTOR 6 POLE FOOT MOUNTED-IE1 |  | Nos | CG |  | MOTOR
239 | LCCE26803 | SIEMENS 0.55 KW 3 PH TEFC-SQCAGE INDUCTION MOTOR 6 POLE FOOT MOUNTED-IE3 |  | Nos | SIEMENS |  | MOTOR
240 | LCCE26781 | SIEMENS 0.25 KW 3 PH TEFC-SQCAGE INDUCTION MOTOR 4 POLE FOOT MOUNTED-IE3 |  | Nos | SIEMENS |  | MOTOR
241 | LAHC14318 | PRE FILTER EU3 GRADE - 440 MM (W) x 395 MM (H) x 25MM (D) |  | Nos | OEM |  | FILTER
242 | LAHC14319 | PRE FILTER EU3 GRADE - 440 MM (W) x 480 MM (H) x 25MM (D) |  | Nos | OEM |  | FILTER
243 | LCCC12721 | 80 x 3A |  | Nos | OEM | PULLEY | PULLEYS/BEARINGS
244 | LCCE26374 | ABB 18.5 KW 3 PH TEFC-SQCAGE INDUCTION MOTOR 4 POLE FOOT MOUNTED-IE2 |  | Nos | ABB |  | MOTOR
245 | LAHC14320 | PRE FILTER EU3 GRADE - 440 MM (W) x 545 MM (H) x 25MM (D) |  | Nos | OEM |  | FILTER
246 | LCCC12722 | 85x 3A |  | Nos | OEM | PULLEY | PULLEYS/BEARINGS
247 | LAHC24117 | HRW 2130 - MS270A |  | Nos | DRI |  | HEAT RECOVERY WHEEL
248 | LCCC13338 | BELT A-56 |  | Nos | OEM |  | BELT
249 | LCCE26348 | ABB 3.7 KW 3 PH TEFC-SQCAGE INDUCTION MOTOR 2 POLE FOOT MOUNTED-IE1 |  | Nos | ABB |  | MOTOR
250 | LCCE26922 | BHARATH BIJILEE 0.37 KW 3 PH TEFC-SQCAGE INDUCTION MOTOR 6 POLE FOOT MOUNTED-IE2 |  | Nos | BHARATH BIJILEE |  | MOTOR
251 | LCCE26494 | CG 18.5 KW 3 PH TEFC-SQCAGE INDUCTION MOTOR 4 POLE FOOT MOUNTED-IE1 |  | Nos | CG |  | MOTOR
252 | LAHC11030 | KAT 10/10 S2-CW 270 KRUGER MAKE |  | Nos | KRUGER |  | FAN
253 | LCCE26607 | CG 2.2 KW 3 PH TEFC-SQCAGE INDUCTION MOTOR 4 POLE FOOT MOUNTED-IE3 |  | Nos | CG |  | MOTOR
254 | LCCE26990 | BHARATH BIJILEE 7.5 KW 3 PH TEFC-SQCAGE INDUCTION MOTOR 6 POLE FOOT MOUNTED-IE3 |  | Nos | BHARATH BIJILEE |  | MOTOR
255 | LCCC13339 | BELT A-57 |  | Nos | OEM |  | BELT
256 | LAHC11031 | KAT 12/9 S2-CW 270 KRUGER MAKE |  | Nos | KRUGER |  | FAN
257 | LCCE26439 | ABB 55 KW 3 PH TEFC-SQCAGE INDUCTION MOTOR 4 POLE FOOT MOUNTED-IE3 |  | Nos | ABB |  | MOTOR
258 | LCCC13340 | BELT A-58 |  | Nos | OEM |  | BELT
259 | LAHC11032 | KAT 12/12 S2-CW 270 KRUGER MAKE |  | Nos | KRUGER |  | FAN
260 | LAHC11033 | KAT 15/11 S2-CW 270 KRUGER MAKE |  | Nos | KRUGER |  | FAN
261 | LAHC14321 | PRE FILTER EU3 GRADE - 500 MM (W) x 485 MM (H) x 25MM (D) |  | Nos | OEM |  | FILTER
262 | LCCE26464 | ABB 0.75 KW 3 PH TEFC-SQCAGE INDUCTION MOTOR 2 POLE FOOT MOUNTED-IE3 |  | Nos | ABB |  | MOTOR
263 | LCCE26819 | SIEMENS 55 KW 3 PH TEFC-SQCAGE INDUCTION MOTOR 6 POLE FOOT MOUNTED-IE3 |  | Nos | SIEMENS |  | MOTOR
264 | LCCH32502 | 1 1/4 inch PVC DUMMY WITH INTERNAL THREAD |  | Nos | OEM |  | PVC Items
265 | LAHC24118 | HRW 2200 - MS270A |  | Nos | DRI |  | HEAT RECOVERY WHEEL
266 | LAHC14322 | PRE FILTER EU3 GRADE - 500 MM (W) x 470 MM (H) x 25MM (D) |  | Nos | OEM |  | FILTER
267 | LCCC13341 | BELT A-59 |  | Nos | OEM |  | BELT
268 | LCCE26319 | ABB 55 KW 3 PH TEFC-SQCAGE INDUCTION MOTOR 4 POLE FOOT MOUNTED-IE1 |  | Nos | ABB |  | MOTOR
269 | LAHC14323 | PRE FILTER EU3 GRADE - 500 MM (W) x 520 MM (H) x 25MM (D) |  | Nos | OEM |  | FILTER
270 | LAHC15207 | 40mm TBK - 3 Way Corner | 40-25 | Nos | OEM |  | PLASTIC PARTS
271 | LCCE26424 | ABB 0.75 KW 3 PH TEFC-SQCAGE INDUCTION MOTOR 4 POLE FOOT MOUNTED-IE3 |  | Nos | ABB |  | MOTOR
272 | LAHC11034 | KAT 15/15 S2-CW 270 KRUGER MAKE |  | Nos | KRUGER |  | FAN
273 | LCCE27007 | BHARATH BIJILEE 2.2 KW 3 PH TEFC-SQCAGE INDUCTION MOTOR 2 POLE FOOT MOUNTED-IE3 |  | Nos | BHARATH BIJILEE |  | MOTOR
274 | LCCE26787 | SIEMENS 2.2 KW 3 PH TEFC-SQCAGE INDUCTION MOTOR 4 POLE FOOT MOUNTED-IE3 |  | Nos | SIEMENS |  | MOTOR
275 | LCCE26366 | ABB 1.5 KW 3 PH TEFC-SQCAGE INDUCTION MOTOR 4 POLE FOOT MOUNTED-IE2 |  | Nos | ABB |  | MOTOR
276 | LCCC13342 | BELT A-60 |  | Nos | OEM |  | BELT
277 | LAHC11035 | KAT 18/13 S2-CW 270 KRUGER MAKE |  | Nos | KRUGER |  | FAN
278 | LCCC12723 | 90x 3A |  | Nos | OEM | PULLEY | PULLEYS/BEARINGS
279 | LCCE26498 | CG 45 KW 3 PH TEFC-SQCAGE INDUCTION MOTOR 4 POLE FOOT MOUNTED-IE1 |  | Nos | CG |  | MOTOR
280 | LAHC15505 | Spring Isolator - Yellow |  | Nos | OEM |  | ANTI-VIBRATIONS
281 | LCCE25954 | CABLE TIE STICKER |  | Nos | OEM |  | ELECTRICAL
282 | LAHC14324 | PRE FILTER EU3 GRADE - 580 MM (W) x 510 MM (H) x 25MM (D) |  | Nos | OEM |  | FILTER
283 | LCCC13343 | BELT A-61 |  | Nos | OEM |  | BELT
284 | LCCE26519 | CG 55 KW 3 PH TEFC-SQCAGE INDUCTION MOTOR 6 POLE FOOT MOUNTED-IE1 |  | Nos | CG |  | MOTOR
285 | LAHC11036 | KAT 18/18 S2-CW 270 KRUGER MAKE |  | Nos | KRUGER |  | FAN
286 | LCCC13344 | BELT A-62 |  | Nos | OEM |  | BELT
287 | LCCR07512 | GI sheet 1.6mm THK 180 GSM | 1.6 | Kgs | OEM | Coil Casing | G.I / COATED SHEETS
288 | LCCE27010 | BHARATH BIJILEE 7.5 KW 3 PH TEFC-SQCAGE INDUCTION MOTOR 2 POLE FOOT MOUNTED-IE3 |  | Nos | BHARATH BIJILEE |  | MOTOR
289 | LAHC24119 | HRW 2400 - MS270A |  | Nos | DRI |  | HEAT RECOVERY WHEEL
290 | LCCC13345 | BELT A-63 |  | Nos | OEM |  | BELT
291 | LCCC13346 | BELT A-64 |  | Nos | OEM |  | BELT
292 | LAHC11037 | KAT 7/7 S2-CCW 90 KRUGER MAKE |  | Nos | KRUGER |  | FAN
293 | LCCE26824 | SIEMENS 0.75 KW 3 PH TEFC-SQCAGE INDUCTION MOTOR 2 POLE FOOT MOUNTED-IE3 |  | Nos | SIEMENS |  | MOTOR
294 | LCCC13347 | BELT A-65 |  | Nos | OEM |  | BELT
295 | LCCC12724 | 95x 3A |  | Nos | OEM | PULLEY | PULLEYS/BEARINGS
296 | LCCC13348 | BELT A-66 |  | Nos | OEM |  | BELT
297 | LCCE26388 | ABB 3.7 KW 3 PH TEFC-SQCAGE INDUCTION MOTOR 6 POLE FOOT MOUNTED-IE2 |  | Nos | ABB |  | MOTOR
298 | LCCE26884 | BHARATH BIJILEE 0.75 KW 3 PH TEFC-SQCAGE INDUCTION MOTOR 2 POLE FOOT MOUNTED-IE1 |  | Nos | BHARATH BIJILEE |  | MOTOR
299 | LAHC11038 | KAT 8/8 S2-CCW 90 KRUGER MAKE |  | Nos | KRUGER |  | FAN
300 | LAHC11039 | KAT 9/7 S2-CCW 90 KRUGER MAKE |  | Nos | KRUGER |  | FAN
301 | LAHC11040 | KAT 9/9 S2-CCW 90 KRUGER MAKE |  | Nos | KRUGER |  | FAN
302 | LCCH30019 | HEX HEAD BOLT SS M8 x 40 |  | Nos | OEM |  | FASTENERS
303 | LCCC12725 | 100x 3A |  | Nos | OEM | PULLEY | PULLEYS/BEARINGS
304 | LCCE26961 | BHARATH BIJILEE 0.25 KW 3 PH TEFC-SQCAGE INDUCTION MOTOR 4 POLE FOOT MOUNTED-IE3 |  | Nos | BHARATH BIJILEE |  | MOTOR
305 | LCCE26641 | CG 0.25 KW 3 PH TEFC-SQCAGE INDUCTION MOTOR 2 POLE FOOT MOUNTED-IE3 |  | Nos | CG |  | MOTOR
306 | LCCH30020 | HEX HEAD BOLT SS M10 x 40 |  | Nos | OEM |  | FASTENERS
307 | LCCE26802 | SIEMENS 0.37 KW 3 PH TEFC-SQCAGE INDUCTION MOTOR 6 POLE FOOT MOUNTED-IE3 |  | Nos | SIEMENS |  | MOTOR
308 | LAHC24120 | HRW 2600 - MS270A |  | Nos | DRI |  | HEAT RECOVERY WHEEL
309 | LCCE25664 | ELECTRICAL WIRE 4 CORE / 1.5 SQ MM |  | Nos | OEM |  | ELECTRICAL
310 | LCCC13349 | BELT A-67 |  | Nos | OEM |  | BELT
311 | LAHC11041 | KAT 10/8 S2-CCW 90 KRUGER MAKE |  | Nos | KRUGER |  | FAN
312 | LCCE26823 | SIEMENS 0.55 KW 3 PH TEFC-SQCAGE INDUCTION MOTOR 2 POLE FOOT MOUNTED-IE3 |  | Nos | SIEMENS |  | MOTOR
313 | LCCH30021 | HEX HEAD BOLT SS M12 x 40 |  | Nos | OEM |  | FASTENERS
314 | LCCC13350 | BELT A-68 |  | Nos | OEM |  | BELT
315 | LAHC24660 | RUBBER BOOT 2 1/2 inch 50mm DEPTH |  | Nos | OEM |  | Rubber
316 | LCCC12726 | 106x 3A |  | Nos | OEM | PULLEY | PULLEYS/BEARINGS
317 | LCCE26786 | SIEMENS 1.5 KW 3 PH TEFC-SQCAGE INDUCTION MOTOR 4 POLE FOOT MOUNTED-IE3 |  | Nos | SIEMENS |  | MOTOR
318 | LCCC13351 | BELT A-69 |  | Nos | OEM |  | BELT
319 | LCCH30022 | HEX HEAD BOLT SS M6 x 50 |  | Nos | OEM |  | FASTENERS
320 | LCCC13352 | BELT A-70 |  | Nos | OEM |  | BELT
321 | LCCC12727 | 112x 3A |  | Nos | OEM | PULLEY | PULLEYS/BEARINGS
322 | LAHC24751 | PE GASKETS 20MM x 2MM THK WITH ONE SIDE SELF ADHESIVE - 10m Rolls |  | Nos | OEM |  | GASKET & INSULATION
323 | LCCE26959 | BHARATH BIJILEE 55 KW 3 PH TEFC-SQCAGE INDUCTION MOTOR 2 POLE FOOT MOUNTED-IE2 |  | Nos | BHARATH BIJILEE |  | MOTOR
324 | LAHC11042 | KAT 10/10 S2-CCW 90 KRUGER MAKE |  | Nos | KRUGER |  | FAN
325 | LCCE26924 | BHARATH BIJILEE 0.75 KW 3 PH TEFC-SQCAGE INDUCTION MOTOR 6 POLE FOOT MOUNTED-IE2 |  | Nos | BHARATH BIJILEE |  | MOTOR
326 | LCCC12728 | 118x 3A |  | Nos | OEM | PULLEY | PULLEYS/BEARINGS
327 | LCCC13353 | BELT A-71 |  | Nos | OEM |  | BELT
328 | LCCE27000 | BHARATH BIJILEE 75 KW 3 PH TEFC-SQCAGE INDUCTION MOTOR 6 POLE FOOT MOUNTED-IE3 |  | Nos | BHARATH BIJILEE |  | MOTOR
329 | LCCE26813 | SIEMENS 15 KW 3 PH TEFC-SQCAGE INDUCTION MOTOR 6 POLE FOOT MOUNTED-IE3 |  | Nos | SIEMENS |  | MOTOR
330 | LCCE26408 | ABB 3.7 KW 3 PH TEFC-SQCAGE INDUCTION MOTOR 2 POLE FOOT MOUNTED-IE2 |  | Nos | ABB |  | MOTOR
331 | LAHC11043 | KAT 12/9 S2-CCW 90 KRUGER MAKE |  | Nos | KRUGER |  | FAN
332 | LCCC12729 | 125x 3A |  | Nos | OEM | PULLEY | PULLEYS/BEARINGS
333 | LAHC11044 | KAT 12/12 S2-CCW 90 KRUGER MAKE |  | Nos | KRUGER |  | FAN
334 | LCCC16902 | G.I.WELDING RODS |  | Nos | OEM |  | CONSUMABLES
335 | LCCC13354 | BELT A-72 |  | Nos | OEM |  | BELT
336 | LCCE27011 | BHARATH BIJILEE 9.3 KW 3 PH TEFC-SQCAGE INDUCTION MOTOR 2 POLE FOOT MOUNTED-IE3 |  | Nos | BHARATH BIJILEE |  | MOTOR
337 | LCCC12730 | 132x 3A |  | Nos | OEM | PULLEY | PULLEYS/BEARINGS
338 | LCCC12731 | 140x 3A |  | Nos | OEM | PULLEY | PULLEYS/BEARINGS
339 | LAHC15215 | PLASTIC DOOR HANDLE - C Type |  | Nos | OEM |  | PLASTIC PARTS
340 | LCCC13355 | BELT A-73 |  | Nos | OEM |  | BELT
341 | LAHC14325 | PRE FILTER EU3 GRADE - 580 MM (W) x 560 MM (H) x 25MM (D) |  | Nos | OEM |  | FILTER
342 | LCCE26362 | ABB 0.37 KW 3 PH TEFC-SQCAGE INDUCTION MOTOR 4 POLE FOOT MOUNTED-IE2 |  | Nos | ABB |  | MOTOR
343 | LCCC12732 | 150x 3A |  | Nos | OEM | PULLEY | PULLEYS/BEARINGS
344 | LCCE26539 | CG 55 KW 3 PH TEFC-SQCAGE INDUCTION MOTOR 2 POLE FOOT MOUNTED-IE1 |  | Nos | CG |  | MOTOR
345 | LCCE26950 | BHARATH BIJILEE 7.5 KW 3 PH TEFC-SQCAGE INDUCTION MOTOR 2 POLE FOOT MOUNTED-IE2 |  | Nos | BHARATH BIJILEE |  | MOTOR
346 | LCCE26848 | BHARATH BIJILEE 3.7 KW 3 PH TEFC-SQCAGE INDUCTION MOTOR 4 POLE FOOT MOUNTED-IE1 |  | Nos | BHARATH BIJILEE |  | MOTOR
347 | LCCH30023 | HEX HEAD BOLT SS M8 x 50 |  | Nos | OEM |  | FASTENERS
348 | LCCC13356 | BELT A-74 |  | Nos | OEM |  | BELT
349 | LCCC13357 | BELT A-75 |  | Nos | OEM |  | BELT
350 | LCCE26502 | CG 0.37 KW 3 PH TEFC-SQCAGE INDUCTION MOTOR 6 POLE FOOT MOUNTED-IE1 |  | Nos | CG |  | MOTOR
351 | LCCC13358 | BELT A-76 |  | Nos | OEM |  | BELT
352 | LCCH30024 | HEX HEAD BOLT SS M10 x 50 |  | Nos | OEM |  | FASTENERS
353 | LCCE26423 | ABB 0.55 KW 3 PH TEFC-SQCAGE INDUCTION MOTOR 4 POLE FOOT MOUNTED-IE3 |  | Nos | ABB |  | MOTOR
354 | LAHC23707 | ALUMINUM CORNER PROFILE - 40-25 MM SQUARE TBK | 40-25 | Meters | OEM |  | ALUMINIUM PROFILES
355 | LCCE26443 | ABB 0.55 KW 3 PH TEFC-SQCAGE INDUCTION MOTOR 6 POLE FOOT MOUNTED-IE3 |  | Nos | ABB |  | MOTOR
356 | LCCE26326 | ABB 1.5 KW 3 PH TEFC-SQCAGE INDUCTION MOTOR 6 POLE FOOT MOUNTED-IE1 |  | Nos | ABB |  | MOTOR
357 | LAHC11045 | KAT 15/11 S2-CCW 90 KRUGER MAKE |  | Nos | KRUGER |  | FAN
358 | LCCC13359 | BELT A-77 |  | Nos | OEM |  | BELT
359 | LAHC14326 | PRE FILTER EU3 GRADE - 580 MM (W) x 610 MM (H) x 25MM (D) |  | Nos | OEM |  | FILTER
360 | LCCE26909 | BHARATH BIJILEE 5.5 KW 3 PH TEFC-SQCAGE INDUCTION MOTOR 4 POLE FOOT MOUNTED-IE2 |  | Nos | BHARATH BIJILEE |  | MOTOR
361 | LCCC13360 | BELT A-78 |  | Nos | OEM |  | BELT
362 | LCCC13361 | BELT A-79 |  | Nos | OEM |  | BELT
363 | LCCE26623 | CG 0.55 KW 3 PH TEFC-SQCAGE INDUCTION MOTOR 6 POLE FOOT MOUNTED-IE3 |  | Nos | CG |  | MOTOR
364 | LAHC14327 | BAG FILTER EU5 GRADE - 592 MM (W) x 592 MM (H) x 305MM (D) |  | Nos | OEM |  | FILTER
365 | LAHC14328 | BAG FILTER EU5 GRADE - 287 MM (W) x 592 MM (H) x 305MM (D) |  | Nos | OEM |  | FILTER
366 | LCCE26342 | ABB 0.37 KW 3 PH TEFC-SQCAGE INDUCTION MOTOR 2 POLE FOOT MOUNTED-IE1 |  | Nos | ABB |  | MOTOR
367 | LCCE26980 | BHARATH BIJILEE 75 KW 3 PH TEFC-SQCAGE INDUCTION MOTOR 4 POLE FOOT MOUNTED-IE3 |  | Nos | BHARATH BIJILEE |  | MOTOR
368 | LCCC13362 | BELT A-80 |  | Nos | OEM |  | BELT
369 | LCCE26791 | SIEMENS 9.3 KW 3 PH TEFC-SQCAGE INDUCTION MOTOR 4 POLE FOOT MOUNTED-IE3 |  | Nos | SIEMENS |  | MOTOR
370 | LAHC14330 | BAG FILTER EU5 GRADE - 490 MM (W) x 592 MM (H) x 305MM (D) |  | Nos | OEM |  | FILTER
371 | LAHC11046 | KAT 15/15 S2-CCW 90 KRUGER MAKE |  | Nos | KRUGER |  | FAN
372 | LCCE26335 | ABB 22 KW 3 PH TEFC-SQCAGE INDUCTION MOTOR 6 POLE FOOT MOUNTED-IE1 |  | Nos | ABB |  | MOTOR
373 | LAHC14331 | BAG FILTER EU5 GRADE - 592 MM (W) x 490 MM (H) x 305MM (D) |  | Nos | OEM |  | FILTER
374 | LAHC14332 | BAG FILTER EU6 GRADE - 592 MM (W) x 592 MM (H) x 635MM (D) |  | Nos | OEM |  | FILTER
375 | LCCC13363 | BELT A-81 |  | Nos | OEM |  | BELT
376 | LCCC13364 | BELT A-82 |  | Nos | OEM |  | BELT
377 | LAHC14333 | BAG FILTER EU6 GRADE - 287 MM (W) x 592 MM (H) x 635MM (D) |  | Nos | OEM |  | FILTER
378 | LCCH23601 | DRAIN NIPPLE 3/4 inch x 50MM L |  | Nos | OEM |  | Hardware
379 | LCCH30025 | HEX HEAD BOLT SS M12 x 50 |  | Nos | OEM |  | FASTENERS
380 | LCCH30026 | ALLEN HEAD BOLT GI M6 x 16 |  | Nos | OEM |  | FASTENERS
381 | LAHC24121 | HRW 2800 - MS270A |  | Nos | DRI |  | HEAT RECOVERY WHEEL
382 | LCCE26910 | BHARATH BIJILEE 7.5 KW 3 PH TEFC-SQCAGE INDUCTION MOTOR 4 POLE FOOT MOUNTED-IE2 |  | Nos | BHARATH BIJILEE |  | MOTOR
383 | LAHC11047 | KAT 18/13 S2-CCW 90 KRUGER MAKE |  | Nos | KRUGER |  | FAN
384 | LCCE26668 | SIEMENS 3.7 KW 3 PH TEFC-SQCAGE INDUCTION MOTOR 4 POLE FOOT MOUNTED-IE1 |  | Nos | SIEMENS |  | MOTOR
385 | LCCC13365 | BELT A-83 |  | Nos | OEM |  | BELT
386 | LCCE26311 | ABB 9.3 KW 3 PH TEFC-SQCAGE INDUCTION MOTOR 4 POLE FOOT MOUNTED-IE1 |  | Nos | ABB |  | MOTOR
387 | LAHC11048 | KAT 18/18 S2-CCW 90 KRUGER MAKE |  | Nos | KRUGER |  | FAN
388 | LCCE26359 | ABB 55 KW 3 PH TEFC-SQCAGE INDUCTION MOTOR 2 POLE FOOT MOUNTED-IE1 |  | Nos | ABB |  | MOTOR
389 | LCCC12733 | 160x 3A |  | Nos | OEM | PULLEY | PULLEYS/BEARINGS
390 | LCCC12734 | 180x 3A |  | Nos | OEM | PULLEY | PULLEYS/BEARINGS
391 | LCCC13366 | BELT A-84 |  | Nos | OEM |  | BELT
392 | LCCH30027 | ALLEN HEAD BOLT GI M8 x 16 |  | Nos | OEM |  | FASTENERS
393 | LAHC14335 | BAG FILTER EU6 GRADE - 490 MM (W) x 592 MM (H) x 635MM (D) |  | Nos | OEM |  | FILTER
394 | LCCE26936 | BHARATH BIJILEE 30 KW 3 PH TEFC-SQCAGE INDUCTION MOTOR 6 POLE FOOT MOUNTED-IE2 |  | Nos | BHARATH BIJILEE |  | MOTOR
395 | LAHC24122 | HRW 3000 - MS270A |  | Nos | DRI |  | HEAT RECOVERY WHEEL
396 | LCCR07516 | GI sheet 0.8mm THK 275 GSM | 0.8 | Kgs | OEM |  | G.I / COATED SHEETS
397 | LCCE26333 | ABB 15 KW 3 PH TEFC-SQCAGE INDUCTION MOTOR 6 POLE FOOT MOUNTED-IE1 |  | Nos | ABB |  | MOTOR
398 | LAHC15506 | Spring Isolator - Red |  | Nos | OEM |  | ANTI-VIBRATIONS
399 | LCCC12735 | 200x 3A |  | Nos | OEM | PULLEY | PULLEYS/BEARINGS
400 | LAHC11049 | KAT 7/7 S2-CCW 270 KRUGER MAKE |  | Nos | KRUGER |  | FAN
401 | LCCR07002 | SS SHEET 316 GRADE 1.0mm THK |  | Kgs | OEM |  | SS SHEETS
402 | LCCC12736 | 250x 3A |  | Nos | OEM | PULLEY | PULLEYS/BEARINGS
403 | LCCE26511 | CG 9.3 KW 3 PH TEFC-SQCAGE INDUCTION MOTOR 6 POLE FOOT MOUNTED-IE1 |  | Nos | CG |  | MOTOR
404 | LAHC23902 | ALUMINIUM HINGE |  | Nos | OEM |  | ALUMINIUM PARTS
405 | LCCC12737 | 315x 3A |  | Nos | OEM | PULLEY | PULLEYS/BEARINGS
406 | LCCE26969 | BHARATH BIJILEE 5.5 KW 3 PH TEFC-SQCAGE INDUCTION MOTOR 4 POLE FOOT MOUNTED-IE3 |  | Nos | BHARATH BIJILEE |  | MOTOR
407 | LCCC13367 | BELT A-85 |  | Nos | OEM |  | BELT
408 | LCCE26667 | SIEMENS 2.2 KW 3 PH TEFC-SQCAGE INDUCTION MOTOR 4 POLE FOOT MOUNTED-IE1 |  | Nos | SIEMENS |  | MOTOR
409 | LCCE27008 | BHARATH BIJILEE 3.7 KW 3 PH TEFC-SQCAGE INDUCTION MOTOR 2 POLE FOOT MOUNTED-IE3 |  | Nos | BHARATH BIJILEE |  | MOTOR
410 | LAHC11050 | KAT 8/8 S2-CCW 270 KRUGER MAKE |  | Nos | KRUGER |  | FAN
411 | LCCE26465 | ABB 1.1 KW 3 PH TEFC-SQCAGE INDUCTION MOTOR 2 POLE FOOT MOUNTED-IE3 |  | Nos | ABB |  | MOTOR
412 | LAHC14336 | BAG FILTER EU6 GRADE - 592 MM (W) x 490 MM (H) x 635MM (D) |  | Nos | OEM |  | FILTER
413 | LAHC15216 | PLASTIC HANDLE ASSEMBLY FOR 23MM THK PANEL |  | Nos | OEM |  | PLASTIC PARTS
414 | LCCE26888 | BHARATH BIJILEE 3.7 KW 3 PH TEFC-SQCAGE INDUCTION MOTOR 2 POLE FOOT MOUNTED-IE1 |  | Nos | BHARATH BIJILEE |  | MOTOR
415 | LAHC14337 | BAG FILTER EU7 GRADE - 592 MM (W) x 592 MM (H) x 635MM (D) |  | Nos | OEM |  | FILTER
416 | LCCC13368 | BELT A-86 |  | Nos | OEM |  | BELT
417 | LAHC14338 | BAG FILTER EU7 GRADE - 287 MM (W) x 592 MM (H) x 635MM (D) |  | Nos | OEM |  | FILTER
418 | LCCE26546 | CG 1.5 KW 3 PH TEFC-SQCAGE INDUCTION MOTOR 4 POLE FOOT MOUNTED-IE2 |  | Nos | CG |  | MOTOR
419 | LAHC11051 | KAT 9/7 S2-CCW 270 KRUGER MAKE |  | Nos | KRUGER |  | FAN
420 | LAHC14340 | BAG FILTER EU7 GRADE - 490 MM (W) x 592 MM (H) x 635MM (D) |  | Nos | OEM |  | FILTER
421 | LCCC13369 | BELT A-87 |  | Nos | OEM |  | BELT
422 | LCCE26745 | SIEMENS 1.1 KW 3 PH TEFC-SQCAGE INDUCTION MOTOR 6 POLE FOOT MOUNTED-IE2 |  | Nos | SIEMENS |  | MOTOR
423 | LAHC11052 | KAT 9/9 S2-CCW 270 KRUGER MAKE |  | Nos | KRUGER |  | FAN
424 | LAHC24123 | HRW 500 - MS200 |  | Nos | DRI |  | HEAT RECOVERY WHEEL
425 | LAHC11053 | KAT 10/8 S2-CCW 270 KRUGER MAKE |  | Nos | KRUGER |  | FAN
426 | LCCC12738 | 400x 3A |  | Nos | OEM | PULLEY | PULLEYS/BEARINGS
427 | LAHM48605 | AHU CAUTION STICKER |  | Nos | OEM |  | NAME PLATE/STICKER/LABELS
428 | LCCC13370 | BELT A-88 |  | Nos | OEM |  | BELT
429 | LCCC12739 | 500x 3A |  | Nos | OEM | PULLEY | PULLEYS/BEARINGS
430 | LAHC11054 | KAT 10/10 S2-CCW 270 KRUGER MAKE |  | Nos | KRUGER |  | FAN
431 | LAHC14341 | BAG FILTER EU7 GRADE - 592 MM (W) x 490 MM (H) x 635MM (D) |  | Nos | OEM |  | FILTER
432 | LAHC11055 | KAT 12/9 S2-CCW 270 KRUGER MAKE |  | Nos | KRUGER |  | FAN
433 | LAHN60001 | POLYOL |  | Kgs | OEM |  | POLYOL
434 | LAHM48610 | AHU FAN SECTION STICKER |  | Nos | OEM |  | NAME PLATE/STICKER/LABELS
435 | LAHC15507 | Spring Isolator - White |  | Nos | OEM |  | ANTI-VIBRATIONS
436 | LCCH30028 | ALLEN HEAD BOLT GI M10 x 16 |  | Nos | OEM |  | FASTENERS
437 | LCCE26983 | BHARATH BIJILEE 0.55 KW 3 PH TEFC-SQCAGE INDUCTION MOTOR 6 POLE FOOT MOUNTED-IE3 |  | Nos | BHARATH BIJILEE |  | MOTOR
438 | LCCE26780 | SIEMENS 75 KW 3 PH TEFC-SQCAGE INDUCTION MOTOR 2 POLE FOOT MOUNTED-IE2 |  | Nos | SIEMENS |  | MOTOR
439 | LCCC13371 | BELT A-89 |  | Nos | OEM |  | BELT
440 | LCCE26444 | ABB 0.75 KW 3 PH TEFC-SQCAGE INDUCTION MOTOR 6 POLE FOOT MOUNTED-IE3 |  | Nos | ABB |  | MOTOR
441 | LCCE26337 | ABB 37 KW 3 PH TEFC-SQCAGE INDUCTION MOTOR 6 POLE FOOT MOUNTED-IE1 |  | Nos | ABB |  | MOTOR
442 | LCCE26608 | CG 3.7 KW 3 PH TEFC-SQCAGE INDUCTION MOTOR 4 POLE FOOT MOUNTED-IE3 |  | Nos | CG |  | MOTOR
443 | LAHC24661 | RUBBER BOOT 3 inch 25mm DEPTH |  | Nos | OEM |  | Rubber
444 | LAHC24124 | HRW 600 - MS200 |  | Nos | DRI |  | HEAT RECOVERY WHEEL
445 | LCCE26967 | BHARATH BIJILEE 2.2 KW 3 PH TEFC-SQCAGE INDUCTION MOTOR 4 POLE FOOT MOUNTED-IE3 |  | Nos | BHARATH BIJILEE |  | MOTOR
446 | LCCE26492 | CG 11 KW 3 PH TEFC-SQCAGE INDUCTION MOTOR 4 POLE FOOT MOUNTED-IE1 |  | Nos | CG |  | MOTOR
447 | LAHC11056 | KAT 12/12 S2-CCW 270 KRUGER MAKE |  | Nos | KRUGER |  | FAN
448 | LCCE26893 | BHARATH BIJILEE 15 KW 3 PH TEFC-SQCAGE INDUCTION MOTOR 2 POLE FOOT MOUNTED-IE1 |  | Nos | BHARATH BIJILEE |  | MOTOR
449 | LAHC24125 | HRW 700 - MS200 |  | Nos | DRI |  | HEAT RECOVERY WHEEL
450 | LCCE26365 | ABB 1.1 KW 3 PH TEFC-SQCAGE INDUCTION MOTOR 4 POLE FOOT MOUNTED-IE2 |  | Nos | ABB |  | MOTOR
451 | LCCE26941 | BHARATH BIJILEE 0.25 KW 3 PH TEFC-SQCAGE INDUCTION MOTOR 2 POLE FOOT MOUNTED-IE2 |  | Nos | BHARATH BIJILEE |  | MOTOR
452 | LCCE26592 | CG 11 KW 3 PH TEFC-SQCAGE INDUCTION MOTOR 2 POLE FOOT MOUNTED-IE2 |  | Nos | CG |  | MOTOR
453 | LAHC14342 | BAG FILTER EU8 GRADE - 592 MM (W) x 592 MM (H) x 635MM (D) |  | Nos | OEM |  | FILTER
454 | LAHC11057 | KAT 15/11 S2-CCW 270 KRUGER MAKE |  | Nos | KRUGER |  | FAN
455 | LAHC11058 | KAT 15/15 S2-CCW 270 KRUGER MAKE |  | Nos | KRUGER |  | FAN
456 | LCCC12740 | 630x 3A |  | Nos | OEM | PULLEY | PULLEYS/BEARINGS
457 | LAHC11059 | KAT 18/13 S2-CCW 270 KRUGER MAKE |  | Nos | KRUGER |  | FAN
458 | LCCE26700 | SIEMENS 75 KW 3 PH TEFC-SQCAGE INDUCTION MOTOR 6 POLE FOOT MOUNTED-IE1 |  | Nos | SIEMENS |  | MOTOR
459 | LCCE26587 | CG 2.2 KW 3 PH TEFC-SQCAGE INDUCTION MOTOR 2 POLE FOOT MOUNTED-IE2 |  | Nos | CG |  | MOTOR
460 | LCCE26937 | BHARATH BIJILEE 37 KW 3 PH TEFC-SQCAGE INDUCTION MOTOR 6 POLE FOOT MOUNTED-IE2 |  | Nos | BHARATH BIJILEE |  | MOTOR
461 | LAHC15508 | Spring Isolator - Blue |  | Nos | OEM |  | ANTI-VIBRATIONS
462 | LCCE26859 | BHARATH BIJILEE 55 KW 3 PH TEFC-SQCAGE INDUCTION MOTOR 4 POLE FOOT MOUNTED-IE1 |  | Nos | BHARATH BIJILEE |  | MOTOR
463 | LCCE26735 | SIEMENS 22 KW 3 PH TEFC-SQCAGE INDUCTION MOTOR 4 POLE FOOT MOUNTED-IE2 |  | Nos | SIEMENS |  | MOTOR
464 | LCCE26402 | ABB 0.37 KW 3 PH TEFC-SQCAGE INDUCTION MOTOR 2 POLE FOOT MOUNTED-IE2 |  | Nos | ABB |  | MOTOR
465 | LAHC15520 | FAN FLEXIBLE 7/7 - Kruger Fan |  | Nos | OEM |  | ANTI-VIBRATIONS
466 | LCCE26481 | CG 0.25 KW 3 PH TEFC-SQCAGE INDUCTION MOTOR 4 POLE FOOT MOUNTED-IE1 |  | Nos | CG |  | MOTOR
467 | LCCE26307 | ABB 2.2 KW 3 PH TEFC-SQCAGE INDUCTION MOTOR 4 POLE FOOT MOUNTED-IE1 |  | Nos | ABB |  | MOTOR
468 | LCCC13372 | BELT A-90 |  | Nos | OEM |  | BELT
469 | LCCC13373 | BELT A-91 |  | Nos | OEM |  | BELT
470 | LCCE26730 | SIEMENS 7.5 KW 3 PH TEFC-SQCAGE INDUCTION MOTOR 4 POLE FOOT MOUNTED-IE2 |  | Nos | SIEMENS |  | MOTOR
471 | LAHC15521 | FAN FLEXIBLE 7/7 - Nicotra Fan |  | Nos | OEM |  | ANTI-VIBRATIONS
472 | LCCE26695 | SIEMENS 22 KW 3 PH TEFC-SQCAGE INDUCTION MOTOR 6 POLE FOOT MOUNTED-IE1 |  | Nos | SIEMENS |  | MOTOR
473 | LAHC24126 | HRW 800 - MS200 |  | Nos | DRI |  | HEAT RECOVERY WHEEL
474 | LCCE26962 | BHARATH BIJILEE 0.37 KW 3 PH TEFC-SQCAGE INDUCTION MOTOR 4 POLE FOOT MOUNTED-IE3 |  | Nos | BHARATH BIJILEE |  | MOTOR
475 | LCCE26746 | SIEMENS 1.5 KW 3 PH TEFC-SQCAGE INDUCTION MOTOR 6 POLE FOOT MOUNTED-IE2 |  | Nos | SIEMENS |  | MOTOR
476 | LCCC13374 | BELT A-92 |  | Nos | OEM |  | BELT
477 | LCCE26650 | CG 7.5 KW 3 PH TEFC-SQCAGE INDUCTION MOTOR 2 POLE FOOT MOUNTED-IE3 |  | Nos | CG |  | MOTOR
478 | LAHM48609 | AHU FAN/WIRING DIAGRAM |  | Nos | OEM |  | NAME PLATE/STICKER/LABELS
479 | LCCC13375 | BELT A-93 |  | Nos | OEM |  | BELT
480 | LCCE26880 | BHARATH BIJILEE 75 KW 3 PH TEFC-SQCAGE INDUCTION MOTOR 6 POLE FOOT MOUNTED-IE1 |  | Nos | BHARATH BIJILEE |  | MOTOR
481 | LCCE26463 | ABB 0.55 KW 3 PH TEFC-SQCAGE INDUCTION MOTOR 2 POLE FOOT MOUNTED-IE3 |  | Nos | ABB |  | MOTOR
482 | LCCE26338 | ABB 45 KW 3 PH TEFC-SQCAGE INDUCTION MOTOR 6 POLE FOOT MOUNTED-IE1 |  | Nos | ABB |  | MOTOR
483 | LCCC13376 | BELT A-94 |  | Nos | OEM |  | BELT
484 | LCCE26399 | ABB 55 KW 3 PH TEFC-SQCAGE INDUCTION MOTOR 6 POLE FOOT MOUNTED-IE2 |  | Nos | ABB |  | MOTOR
485 | LAHC23713 | ALUMINUM MOUNTING PROFILE - FAN/MOTOR MOUNTING 80-80 (FMB00-01) |  | Meters | OEM |  | ALUMINIUM PROFILES
486 | LCCE26770 | SIEMENS 7.5 KW 3 PH TEFC-SQCAGE INDUCTION MOTOR 2 POLE FOOT MOUNTED-IE2 |  | Nos | SIEMENS |  | MOTOR
487 | LCCC13377 | BELT A-95 |  | Nos | OEM |  | BELT
488 | LCCE26480 | ABB 75 KW 3 PH TEFC-SQCAGE INDUCTION MOTOR 2 POLE FOOT MOUNTED-IE3 |  | Nos | ABB |  | MOTOR
489 | LCCH30029 | ALLEN HEAD BOLT GI M12 x 16 |  | Nos | OEM |  | FASTENERS
490 | LCCE26482 | CG 0.37 KW 3 PH TEFC-SQCAGE INDUCTION MOTOR 4 POLE FOOT MOUNTED-IE1 |  | Nos | CG |  | MOTOR
491 | LCCC13378 | BELT A-96 |  | Nos | OEM |  | BELT
492 | LAHS63001 | AIR HANDLING UNIT |  | Nos | LUFTEK |  | AHU
493 | LCCC13379 | BELT A-98 |  | Nos | OEM |  | BELT
494 | LCCC14930 | DRAIN PLUG |  | Nos | OEM | COIL DRAIN | VALVE
495 | LCCE26908 | BHARATH BIJILEE 3.7 KW 3 PH TEFC-SQCAGE INDUCTION MOTOR 4 POLE FOOT MOUNTED-IE2 |  | Nos | BHARATH BIJILEE |  | MOTOR
496 | LCCC13380 | BELT A-100 |  | Nos | OEM |  | BELT
497 | LCCE26429 | ABB 5.5 KW 3 PH TEFC-SQCAGE INDUCTION MOTOR 4 POLE FOOT MOUNTED-IE3 |  | Nos | ABB |  | MOTOR
498 | LCCE26661 | SIEMENS 0.25 KW 3 PH TEFC-SQCAGE INDUCTION MOTOR 4 POLE FOOT MOUNTED-IE1 |  | Nos | SIEMENS |  | MOTOR
499 | LAHC11060 | KAT 18/18 S2-CCW 270 KRUGER MAKE |  | Nos | KRUGER |  | FAN
500 | LCCE26582 | CG 0.37 KW 3 PH TEFC-SQCAGE INDUCTION MOTOR 2 POLE FOOT MOUNTED-IE2 |  | Nos | CG |  | MOTOR
501 | LCCE26621 | CG 0.25 KW 3 PH TEFC-SQCAGE INDUCTION MOTOR 6 POLE FOOT MOUNTED-IE3 |  | Nos | CG |  | MOTOR
502 | LAHM48618 | WARRANTY CARD |  | Nos | OEM |  | NAME PLATE/STICKER/LABELS
503 | LCCE26411 | ABB 9.3 KW 3 PH TEFC-SQCAGE INDUCTION MOTOR 2 POLE FOOT MOUNTED-IE2 |  | Nos | ABB |  | MOTOR
504 | LCCC13381 | BELT A-105 |  | Nos | OEM |  | BELT
505 | LAHC11061 | FDA 160 CM KRUGER MAKE |  | Nos | KRUGER |  | FAN
506 | LCCC12741 | 125x2B |  | Nos | OEM | PULLEY | PULLEYS/BEARINGS
507 | LCCC12742 | 132x2B |  | Nos | OEM | PULLEY | PULLEYS/BEARINGS
508 | LCCH30030 | ALLEN HEAD BOLT SS M6 x 16 |  | Nos | OEM |  | FASTENERS
509 | LCCE26721 | SIEMENS 0.25 KW 3 PH TEFC-SQCAGE INDUCTION MOTOR 4 POLE FOOT MOUNTED-IE2 |  | Nos | SIEMENS |  | MOTOR
510 | LCCE26590 | CG 7.5 KW 3 PH TEFC-SQCAGE INDUCTION MOTOR 2 POLE FOOT MOUNTED-IE2 |  | Nos | CG |  | MOTOR
511 | LAHC24127 | HRW 900 - MS200 |  | Nos | DRI |  | HEAT RECOVERY WHEEL
512 | LCCC13382 | BELT A-108 |  | Nos | OEM |  | BELT
513 | LCCE26705 | SIEMENS 1.1 KW 3 PH TEFC-SQCAGE INDUCTION MOTOR 2 POLE FOOT MOUNTED-IE1 |  | Nos | SIEMENS |  | MOTOR
514 | LCCH30031 | ALLEN HEAD BOLT SS M8 x 16 |  | Nos | OEM |  | FASTENERS
515 | LCCE26381 | ABB 0.25 KW 3 PH TEFC-SQCAGE INDUCTION MOTOR 6 POLE FOOT MOUNTED-IE2 |  | Nos | ABB |  | MOTOR
516 | LAHC24128 | HRW 1000 - MS200 |  | Nos | DRI |  | HEAT RECOVERY WHEEL
517 | LAHC11062 | FDA 180 CM KRUGER MAKE |  | Nos | KRUGER |  | FAN
518 | LAHC15522 | FAN FLEXIBLE 8/8 |  | Nos | OEM |  | ANTI-VIBRATIONS
519 | LCCC12743 | 140x2B |  | Nos | OEM | PULLEY | PULLEYS/BEARINGS
520 | LAHC14343 | BAG FILTER EU8 GRADE - 287 MM (W) x 592 MM (H) x 635MM (D) |  | Nos | OEM |  | FILTER
521 | LAHC15523 | FAN FLEXIBLE 9/8 |  | Nos | OEM |  | ANTI-VIBRATIONS
522 | LAHC23712 | ALUMINUM MOUNTING PROFILE - FAN/MOTOR MOUNTING 40-40 (FMB00-02) |  | Meters | OEM |  | ALUMINIUM PROFILES
523 | LCCE26523 | CG 0.55 KW 3 PH TEFC-SQCAGE INDUCTION MOTOR 2 POLE FOOT MOUNTED-IE1 |  | Nos | CG |  | MOTOR
524 | LAHC11063 | FDA 200 CM KRUGER MAKE |  | Nos | KRUGER |  | FAN
525 | LCCC16901 | M.S.WELDING RODS |  | Nos | OEM |  | CONSUMABLES
526 | LCCC13383 | BELT A-110 |  | Nos | OEM |  | BELT
527 | LCCE26405 | ABB 1.1 KW 3 PH TEFC-SQCAGE INDUCTION MOTOR 2 POLE FOOT MOUNTED-IE2 |  | Nos | ABB |  | MOTOR
528 | LAHC15223 | Mist Eliminator - Single Pass Plastic |  | Nos | OEM |  | PLASTIC PARTS
529 | LCCE26964 | BHARATH BIJILEE 0.75 KW 3 PH TEFC-SQCAGE INDUCTION MOTOR 4 POLE FOOT MOUNTED-IE3 |  | Nos | BHARATH BIJILEE |  | MOTOR
530 | LCCE26516 | CG 30 KW 3 PH TEFC-SQCAGE INDUCTION MOTOR 6 POLE FOOT MOUNTED-IE1 |  | Nos | CG |  | MOTOR
531 | LCCE26318 | ABB 45 KW 3 PH TEFC-SQCAGE INDUCTION MOTOR 4 POLE FOOT MOUNTED-IE1 |  | Nos | ABB |  | MOTOR
532 | LCCE26567 | CG 2.2 KW 3 PH TEFC-SQCAGE INDUCTION MOTOR 6 POLE FOOT MOUNTED-IE2 |  | Nos | CG |  | MOTOR
533 | LAHC11064 | FDA 225 CM KRUGER MAKE |  | Nos | KRUGER |  | FAN
534 | LCCE26328 | ABB 3.7 KW 3 PH TEFC-SQCAGE INDUCTION MOTOR 6 POLE FOOT MOUNTED-IE1 |  | Nos | ABB |  | MOTOR
535 | LAHC11065 | FDA 250 CM KRUGER MAKE |  | Nos | KRUGER |  | FAN
536 | LCCE26458 | ABB 45 KW 3 PH TEFC-SQCAGE INDUCTION MOTOR 6 POLE FOOT MOUNTED-IE3 |  | Nos | ABB |  | MOTOR
537 | LCCE27019 | BHARATH BIJILEE 55 KW 3 PH TEFC-SQCAGE INDUCTION MOTOR 2 POLE FOOT MOUNTED-IE3 |  | Nos | BHARATH BIJILEE |  | MOTOR
538 | LAHC14345 | BAG FILTER EU8 GRADE - 490 MM (W) x 592 MM (H) x 635MM (D) |  | Nos | OEM |  | FILTER
539 | LAHC23708 | ALUMINUM OMEGA PROFILE - 40-25 MM SQUARE TBK | 40-25 | Meters | OEM |  | ALUMINIUM PROFILES
540 | LCCR07509 | GI sheet 0.8mm THK 180 GSM | 0.8 | Kgs | OEM |  | G.I / COATED SHEETS
541 | LAHC11066 | FDA 280 CM KRUGER MAKE |  | Nos | KRUGER |  | FAN
542 | LAHC14346 | BAG FILTER EU8 GRADE - 592 MM (W) x 490 MM (H) x 635MM (D) |  | Nos | OEM |  | FILTER
543 | LCCE26643 | CG 0.55 KW 3 PH TEFC-SQCAGE INDUCTION MOTOR 2 POLE FOOT MOUNTED-IE3 |  | Nos | CG |  | MOTOR
544 | LAHC24129 | HRW 1100 - MS200 |  | Nos | DRI |  | HEAT RECOVERY WHEEL
545 | LCCE26772 | SIEMENS 11 KW 3 PH TEFC-SQCAGE INDUCTION MOTOR 2 POLE FOOT MOUNTED-IE2 |  | Nos | SIEMENS |  | MOTOR
546 | LCCC13384 | BELT A-112 |  | Nos | OEM |  | BELT
547 | LCCH30032 | ALLEN HEAD BOLT SS M10 x 16 |  | Nos | OEM |  | FASTENERS
548 | LAHC14347 | BAG FILTER EU9 GRADE - 592 MM (W) x 592 MM (H) x 635MM (D) |  | Nos | OEM |  | FILTER
549 | LAHC11067 | FDA 315 CM KRUGER MAKE |  | Nos | KRUGER |  | FAN
550 | LCCE26851 | BHARATH BIJILEE 9.3 KW 3 PH TEFC-SQCAGE INDUCTION MOTOR 4 POLE FOOT MOUNTED-IE1 |  | Nos | BHARATH BIJILEE |  | MOTOR
551 | LCCE26889 | BHARATH BIJILEE 5.5 KW 3 PH TEFC-SQCAGE INDUCTION MOTOR 2 POLE FOOT MOUNTED-IE1 |  | Nos | BHARATH BIJILEE |  | MOTOR
552 | LAHC11068 | FDA 355 CM KRUGER MAKE |  | Nos | KRUGER |  | FAN
553 | LAHC15524 | FAN FLEXIBLE 9/9 |  | Nos | OEM |  | ANTI-VIBRATIONS
554 | LCCH30033 | ALLEN HEAD BOLT SS M12 x 16 |  | Nos | OEM |  | FASTENERS
555 | LCCE26440 | ABB 75 KW 3 PH TEFC-SQCAGE INDUCTION MOTOR 4 POLE FOOT MOUNTED-IE3 |  | Nos | ABB |  | MOTOR
556 | LCCE26477 | ABB 37 KW 3 PH TEFC-SQCAGE INDUCTION MOTOR 2 POLE FOOT MOUNTED-IE3 |  | Nos | ABB |  | MOTOR
557 | LAHC11069 | FDA 400 CM KRUGER MAKE |  | Nos | KRUGER |  | FAN
558 | LCCC13385 | BELT A-115 |  | Nos | OEM |  | BELT
559 | LCCH30034 | ALLEN HEAD BOLT GI M6 x 25 |  | Nos | OEM |  | FASTENERS
560 | LAHC24130 | HRW 1200 - MS200 |  | Nos | DRI |  | HEAT RECOVERY WHEEL
561 | LCCE26928 | BHARATH BIJILEE 3.7 KW 3 PH TEFC-SQCAGE INDUCTION MOTOR 6 POLE FOOT MOUNTED-IE2 |  | Nos | BHARATH BIJILEE |  | MOTOR
562 | LCCC13386 | BELT A-116 |  | Nos | OEM |  | BELT
563 | LCCE26986 | BHARATH BIJILEE 1.5 KW 3 PH TEFC-SQCAGE INDUCTION MOTOR 6 POLE FOOT MOUNTED-IE3 |  | Nos | BHARATH BIJILEE |  | MOTOR
564 | LAHC11070 | FDA 450 CM KRUGER MAKE |  | Nos | KRUGER |  | FAN
565 | LCCC13387 | BELT A-118 |  | Nos | OEM |  | BELT
566 | LCCH30035 | ALLEN HEAD BOLT GI M8 x 25 |  | Nos | OEM |  | FASTENERS
567 | LAHC14348 | BAG FILTER EU9 GRADE - 287 MM (W) x 592 MM (H) x 635MM (D) |  | Nos | OEM |  | FILTER
568 | LAHC14350 | BAG FILTER EU9 GRADE - 490 MM (W) x 592 MM (H) x 635MM (D) |  | Nos | OEM |  | FILTER
569 | LCCE26500 | CG 75 KW 3 PH TEFC-SQCAGE INDUCTION MOTOR 4 POLE FOOT MOUNTED-IE1 |  | Nos | CG |  | MOTOR
570 | LAHC14351 | BAG FILTER EU9 GRADE - 592 MM (W) x 490 MM (H) x 635MM (D) |  | Nos | OEM |  | FILTER
571 | LCCE26906 | BHARATH BIJILEE 1.5 KW 3 PH TEFC-SQCAGE INDUCTION MOTOR 4 POLE FOOT MOUNTED-IE2 |  | Nos | BHARATH BIJILEE |  | MOTOR
572 | LAHC11071 | FDA 500 CM KRUGER MAKE |  | Nos | KRUGER |  | FAN
573 | LAHC11072 | FDA 560 CM KRUGER MAKE |  | Nos | KRUGER |  | FAN
574 | LCCE26911 | BHARATH BIJILEE 9.3 KW 3 PH TEFC-SQCAGE INDUCTION MOTOR 4 POLE FOOT MOUNTED-IE2 |  | Nos | BHARATH BIJILEE |  | MOTOR
575 | LAHC11073 | FDA 630 CM KRUGER MAKE |  | Nos | KRUGER |  | FAN
576 | LCCE26522 | CG 0.37 KW 3 PH TEFC-SQCAGE INDUCTION MOTOR 2 POLE FOOT MOUNTED-IE1 |  | Nos | CG |  | MOTOR
577 | LCCE26410 | ABB 7.5 KW 3 PH TEFC-SQCAGE INDUCTION MOTOR 2 POLE FOOT MOUNTED-IE2 |  | Nos | ABB |  | MOTOR
578 | LCCC13388 | BELT A-120 |  | Nos | OEM |  | BELT
579 | LCCE26322 | ABB 0.37 KW 3 PH TEFC-SQCAGE INDUCTION MOTOR 6 POLE FOOT MOUNTED-IE1 |  | Nos | ABB |  | MOTOR
580 | LCCC13389 | BELT A-124 |  | Nos | OEM |  | BELT
581 | LCCM47007 | Hole saw cutter 2 inch |  | Nos | OEM |  | Hand Tools
582 | LCCE26569 | CG 5.5 KW 3 PH TEFC-SQCAGE INDUCTION MOTOR 6 POLE FOOT MOUNTED-IE2 |  | Nos | CG |  | MOTOR
583 | LAHC24131 | HRW 1300 - MS200 |  | Nos | DRI |  | HEAT RECOVERY WHEEL
584 | LCCC13390 | BELT A-125 |  | Nos | OEM |  | BELT
585 | LCCE26752 | SIEMENS 11 KW 3 PH TEFC-SQCAGE INDUCTION MOTOR 6 POLE FOOT MOUNTED-IE2 |  | Nos | SIEMENS |  | MOTOR
586 | LCCC12744 | 150x2B |  | Nos | OEM | PULLEY | PULLEYS/BEARINGS
587 | LCCE26764 | SIEMENS 0.75 KW 3 PH TEFC-SQCAGE INDUCTION MOTOR 2 POLE FOOT MOUNTED-IE2 |  | Nos | SIEMENS |  | MOTOR
588 | LAHC14352 | RIGID FILTER EU5 GRADE - 592 MM (W) x 592 MM (H) x 292MM (D) |  | Nos | OEM |  | FILTER
589 | LCCE26706 | SIEMENS 1.5 KW 3 PH TEFC-SQCAGE INDUCTION MOTOR 2 POLE FOOT MOUNTED-IE1 |  | Nos | SIEMENS |  | MOTOR
590 | LCCC12745 | 160x2B |  | Nos | OEM | PULLEY | PULLEYS/BEARINGS
591 | LCCE26488 | CG 3.7 KW 3 PH TEFC-SQCAGE INDUCTION MOTOR 4 POLE FOOT MOUNTED-IE1 |  | Nos | CG |  | MOTOR
592 | LAHC11074 | FDA 710 CM KRUGER MAKE |  | Nos | KRUGER |  | FAN
593 | LCCE26981 | BHARATH BIJILEE 0.25 KW 3 PH TEFC-SQCAGE INDUCTION MOTOR 6 POLE FOOT MOUNTED-IE3 |  | Nos | BHARATH BIJILEE |  | MOTOR
594 | LCCE26468 | ABB 3.7 KW 3 PH TEFC-SQCAGE INDUCTION MOTOR 2 POLE FOOT MOUNTED-IE3 |  | Nos | ABB |  | MOTOR
595 | LAHC11075 | FDA 250 TM KRUGER MAKE |  | Nos | KRUGER |  | FAN
596 | LCCE26931 | BHARATH BIJILEE 9.3 KW 3 PH TEFC-SQCAGE INDUCTION MOTOR 6 POLE FOOT MOUNTED-IE2 |  | Nos | BHARATH BIJILEE |  | MOTOR
597 | LAHC24132 | HRW 1400 - MS200 |  | Nos | DRI |  | HEAT RECOVERY WHEEL
598 | LCCC13391 | BELT A-128 |  | Nos | OEM |  | BELT
599 | LCCE26367 | ABB 2.2 KW 3 PH TEFC-SQCAGE INDUCTION MOTOR 4 POLE FOOT MOUNTED-IE2 |  | Nos | ABB |  | MOTOR
600 | LCCE26601 | CG 0.25 KW 3 PH TEFC-SQCAGE INDUCTION MOTOR 4 POLE FOOT MOUNTED-IE3 |  | Nos | CG |  | MOTOR
601 | LCCC13392 | BELT A-130 |  | Nos | OEM |  | BELT
602 | LCCE26467 | ABB 2.2 KW 3 PH TEFC-SQCAGE INDUCTION MOTOR 2 POLE FOOT MOUNTED-IE3 |  | Nos | ABB |  | MOTOR
603 | LAHC24133 | HRW 1500 - MS200 |  | Nos | DRI |  | HEAT RECOVERY WHEEL
604 | LCCE26788 | SIEMENS 3.7 KW 3 PH TEFC-SQCAGE INDUCTION MOTOR 4 POLE FOOT MOUNTED-IE3 |  | Nos | SIEMENS |  | MOTOR
605 | LCCE25663 | ELECTRICAL WIRE 4 CORE / 1 SQ MM |  | Nos | OEM |  | ELECTRICAL
606 | LAHC11076 | FDA 280 TM KRUGER MAKE |  | Nos | KRUGER |  | FAN
607 | LCCE26599 | CG 55 KW 3 PH TEFC-SQCAGE INDUCTION MOTOR 2 POLE FOOT MOUNTED-IE2 |  | Nos | CG |  | MOTOR
608 | LCCE26872 | BHARATH BIJILEE 11 KW 3 PH TEFC-SQCAGE INDUCTION MOTOR 6 POLE FOOT MOUNTED-IE1 |  | Nos | BHARATH BIJILEE |  | MOTOR
609 | LAHC14353 | RIGID FILTER EU5 GRADE - 287 MM (W) x 592 MM (H) x 292MM (D) |  | Nos | OEM |  | FILTER
610 | LCCE26557 | CG 37 KW 3 PH TEFC-SQCAGE INDUCTION MOTOR 4 POLE FOOT MOUNTED-IE2 |  | Nos | CG |  | MOTOR
611 | LAHC15525 | FAN FLEXIBLE 10/8 |  | Nos | OEM |  | ANTI-VIBRATIONS
612 | LCCE26894 | BHARATH BIJILEE 18.5 KW 3 PH TEFC-SQCAGE INDUCTION MOTOR 2 POLE FOOT MOUNTED-IE1 |  | Nos | BHARATH BIJILEE |  | MOTOR
613 | LCCE26834 | SIEMENS 18.5 KW 3 PH TEFC-SQCAGE INDUCTION MOTOR 2 POLE FOOT MOUNTED-IE3 |  | Nos | SIEMENS |  | MOTOR
614 | LCCC13393 | BELT A-134 |  | Nos | OEM |  | BELT
615 | LAHC15221 | VIEWPORT 25mm |  | Nos | OEM |  | PLASTIC PARTS
616 | LAHC14355 | RIGID FILTER EU5 GRADE - 490 MM (W) x 592 MM (H) x 292MM (D) |  | Nos | OEM |  | FILTER
617 | LCCM47005 | Hole saw cutter 1 1/4 inch |  | Nos | OEM |  | Hand Tools
618 | LCCH30036 | ALLEN HEAD BOLT GI M10 x 25 |  | Nos | OEM |  | FASTENERS
619 | LCCH30037 | ALLEN HEAD BOLT GI M12 x 25 |  | Nos | OEM |  | FASTENERS
620 | LCCE26545 | CG 1.1 KW 3 PH TEFC-SQCAGE INDUCTION MOTOR 4 POLE FOOT MOUNTED-IE2 |  | Nos | CG |  | MOTOR
621 | LCCC13394 | BELT A-138 |  | Nos | OEM |  | BELT
622 | LCCE26920 | BHARATH BIJILEE 75 KW 3 PH TEFC-SQCAGE INDUCTION MOTOR 4 POLE FOOT MOUNTED-IE2 |  | Nos | BHARATH BIJILEE |  | MOTOR
623 | LCCE26433 | ABB 15 KW 3 PH TEFC-SQCAGE INDUCTION MOTOR 4 POLE FOOT MOUNTED-IE3 |  | Nos | ABB |  | MOTOR
624 | LCCH30038 | ALLEN HEAD BOLT SS M6 x 25 |  | Nos | OEM |  | FASTENERS
625 | LCCC12746 | 170x2B |  | Nos | OEM | PULLEY | PULLEYS/BEARINGS
626 | LCCC32001 | PVC GLAND 1 inch DIA |  | Nos | OEM |  | Gland
627 | LCCH30039 | ALLEN HEAD BOLT SS M8 x 25 |  | Nos | OEM |  | FASTENERS
628 | LCCC13395 | BELT A-140 |  | Nos | OEM |  | BELT
629 | LAHC24134 | HRW 1600 - MS200 |  | Nos | DRI |  | HEAT RECOVERY WHEEL
630 | LCCE26670 | SIEMENS 7.5 KW 3 PH TEFC-SQCAGE INDUCTION MOTOR 4 POLE FOOT MOUNTED-IE1 |  | Nos | SIEMENS |  | MOTOR
631 | LCCC13396 | BELT A-144 |  | Nos | OEM |  | BELT
632 | LCCC13397 | BELT A-155 |  | Nos | OEM |  | BELT
633 | LCCE26865 | BHARATH BIJILEE 1.1 KW 3 PH TEFC-SQCAGE INDUCTION MOTOR 6 POLE FOOT MOUNTED-IE1 |  | Nos | BHARATH BIJILEE |  | MOTOR
634 | LAHC11077 | FDA 315 TM KRUGER MAKE |  | Nos | KRUGER |  | FAN
635 | LAHC14356 | RIGID FILTER EU5 GRADE - 592 MM (W) x 490 MM (H) x 292MM (D) |  | Nos | OEM |  | FILTER
636 | LCCE26838 | SIEMENS 45 KW 3 PH TEFC-SQCAGE INDUCTION MOTOR 2 POLE FOOT MOUNTED-IE3 |  | Nos | SIEMENS |  | MOTOR
637 | LCCC12747 | 180x2B |  | Nos | OEM | PULLEY | PULLEYS/BEARINGS
638 | LCCE26846 | BHARATH BIJILEE 1.5 KW 3 PH TEFC-SQCAGE INDUCTION MOTOR 4 POLE FOOT MOUNTED-IE1 |  | Nos | BHARATH BIJILEE |  | MOTOR
639 | LAHC14357 | RIGID FILTER EU6 GRADE - 592 MM (W) x 592 MM (H) x 292MM (D) |  | Nos | OEM |  | FILTER
640 | LAHC11078 | FDA 355 TM KRUGER MAKE |  | Nos | KRUGER |  | FAN
641 | LAHC14358 | RIGID FILTER EU6 GRADE - 287 MM (W) x 592 MM (H) x 292MM (D) |  | Nos | OEM |  | FILTER
642 | LCCE26579 | CG 55 KW 3 PH TEFC-SQCAGE INDUCTION MOTOR 6 POLE FOOT MOUNTED-IE2 |  | Nos | CG |  | MOTOR
643 | LAHC11079 | FDA 400 TM KRUGER MAKE |  | Nos | KRUGER |  | FAN
644 | LAHC14360 | RIGID FILTER EU6 GRADE - 490 MM (W) x 592 MM (H) x 292MM (D) |  | Nos | OEM |  | FILTER
645 | LCCC12748 | 190x2B |  | Nos | OEM | PULLEY | PULLEYS/BEARINGS
646 | LCCE26642 | CG 0.37 KW 3 PH TEFC-SQCAGE INDUCTION MOTOR 2 POLE FOOT MOUNTED-IE3 |  | Nos | CG |  | MOTOR
647 | LAHC11080 | FDA 450 TM KRUGER MAKE |  | Nos | KRUGER |  | FAN
648 | LAHC14361 | RIGID FILTER EU6 GRADE - 592 MM (W) x 490 MM (H) x 292MM (D) |  | Nos | OEM |  | FILTER
649 | LCCE25666 | ELECTRICAL WIRE 4 CORE / 4 SQ MM |  | Nos | OEM |  | ELECTRICAL
650 | LAHC11081 | FDA 500 TM KRUGER MAKE |  | Nos | KRUGER |  | FAN
651 | LCCC13398 | BELT A-160 |  | Nos | OEM |  | BELT
652 | LAHC11082 | FDA 560 TM KRUGER MAKE |  | Nos | KRUGER |  | FAN
653 | LCCE26832 | SIEMENS 11 KW 3 PH TEFC-SQCAGE INDUCTION MOTOR 2 POLE FOOT MOUNTED-IE3 |  | Nos | SIEMENS |  | MOTOR
654 | LAHC14362 | RIGID FILTER EU7 GRADE - 592 MM (W) x 592 MM (H) x 292MM (D) |  | Nos | OEM |  | FILTER
655 | LAHC24135 | HRW 1700 - MS200 |  | Nos | DRI |  | HEAT RECOVERY WHEEL
656 | LCCE26340 | ABB 75 KW 3 PH TEFC-SQCAGE INDUCTION MOTOR 6 POLE FOOT MOUNTED-IE1 |  | Nos | ABB |  | MOTOR
657 | LCCR07526 | PRECOATED GI SHEET 0.6mm THK 275 GSM | 0.6 | Kgs | OEM |  | G.I / COATED SHEETS
658 | LCCC13399 | BELT A-162 |  | Nos | OEM |  | BELT
659 | LAHC11083 | FDA 630 TM KRUGER MAKE |  | Nos | KRUGER |  | FAN
660 | LAHC23705 | ALUMINUM CORNER PROFILE - 50-48 MM ROUNDED NTBK | 50-48-C | Meters | OEM |  | ALUMINIUM PROFILES
661 | LCCE26999 | BHARATH BIJILEE 55 KW 3 PH TEFC-SQCAGE INDUCTION MOTOR 6 POLE FOOT MOUNTED-IE3 |  | Nos | BHARATH BIJILEE |  | MOTOR
662 | LCCC12749 | 200x2B |  | Nos | OEM | PULLEY | PULLEYS/BEARINGS
663 | LCCC32002 | PVC GLAND 1 1/2 inch DIA |  | Nos | OEM |  | Gland
664 | LCCR06503 | MS SHEET 5mm THK |  | Kgs | OEM |  | MS SHEET
665 | LAHC24136 | HRW 1800 - MS200 |  | Nos | DRI |  | HEAT RECOVERY WHEEL
666 | LAHC15526 | FAN FLEXIBLE 10/10 |  | Nos | OEM |  | ANTI-VIBRATIONS
667 | LAHS63002 | FRESH AIR HANDLING UNIT |  | Nos | LUFTEK |  | AHU
668 | LCCE26357 | ABB 37 KW 3 PH TEFC-SQCAGE INDUCTION MOTOR 2 POLE FOOT MOUNTED-IE1 |  | Nos | ABB |  | MOTOR
669 | LAHC11084 | FDA 710 TM KRUGER MAKE |  | Nos | KRUGER |  | FAN
670 | LAHC14363 | RIGID FILTER EU7 GRADE - 287 MM (W) x 592 MM (H) x 292MM (D) |  | Nos | OEM |  | FILTER
671 | LAHC14365 | RIGID FILTER EU7 GRADE - 490 MM (W) x 592 MM (H) x 292MM (D) |  | Nos | OEM |  | FILTER
672 | LCCE26356 | ABB 30 KW 3 PH TEFC-SQCAGE INDUCTION MOTOR 2 POLE FOOT MOUNTED-IE1 |  | Nos | ABB |  | MOTOR
673 | LCCC13400 | BELT A-168 |  | Nos | OEM |  | BELT
674 | LCCE26534 | CG 18.5 KW 3 PH TEFC-SQCAGE INDUCTION MOTOR 2 POLE FOOT MOUNTED-IE1 |  | Nos | CG |  | MOTOR
675 | LAHC15527 | FAN FLEXIBLE 12/9 |  | Nos | OEM |  | ANTI-VIBRATIONS
676 | LCCE26355 | ABB 22 KW 3 PH TEFC-SQCAGE INDUCTION MOTOR 2 POLE FOOT MOUNTED-IE1 |  | Nos | ABB |  | MOTOR
677 | LCCE26917 | BHARATH BIJILEE 37 KW 3 PH TEFC-SQCAGE INDUCTION MOTOR 4 POLE FOOT MOUNTED-IE2 |  | Nos | BHARATH BIJILEE |  | MOTOR
678 | LCCM47004 | Hole saw cutter 1 inch |  | Nos | OEM |  | Hand Tools
679 | LCCC13401 | BELT A-173 |  | Nos | OEM |  | BELT
680 | LCCE26530 | CG 7.5 KW 3 PH TEFC-SQCAGE INDUCTION MOTOR 2 POLE FOOT MOUNTED-IE1 |  | Nos | CG |  | MOTOR
681 | LAHC49102 | Galvanized Steel Damper |  | Square Meters | OEM |  | DAMPER
682 | LCCC13402 | BELT A-174 |  | Nos | OEM |  | BELT
683 | LAHC15528 | FAN FLEXIBLE 12/12 |  | Nos | OEM |  | ANTI-VIBRATIONS
684 | LAHC11085 | FDA 800 TM KRUGER MAKE |  | Nos | KRUGER |  | FAN
685 | LAHC11086 | FDA 900 TM KRUGER MAKE |  | Nos | KRUGER |  | FAN
686 | LCCC12750 | 212x2B |  | Nos | OEM | PULLEY | PULLEYS/BEARINGS
687 | LAHC23710 | ALUMINUM OMEGA PROFILE - 50-48 MM SQUARE TBK |  | Meters | OEM |  | ALUMINIUM PROFILES
688 | LCCC13403 | BELT A-180 |  | Nos | OEM |  | BELT
689 | LAHC11087 | FDA 1000 TM KRUGER MAKE |  | Nos | KRUGER |  | FAN
690 | LCCE26396 | ABB 30 KW 3 PH TEFC-SQCAGE INDUCTION MOTOR 6 POLE FOOT MOUNTED-IE2 |  | Nos | ABB |  | MOTOR
691 | LCCC13404 | BELT B-20 |  | Nos | OEM |  | BELT
692 | LAHC14366 | RIGID FILTER EU7 GRADE - 592 MM (W) x 490 MM (H) x 292MM (D) |  | Nos | OEM |  | FILTER
693 | LAHC11088 | FDA 1120 TM KRUGER MAKE |  | Nos | KRUGER |  | FAN
694 | LCCE26812 | SIEMENS 11 KW 3 PH TEFC-SQCAGE INDUCTION MOTOR 6 POLE FOOT MOUNTED-IE3 |  | Nos | SIEMENS |  | MOTOR
695 | LCCR07520 | GI sheet 2mm THK 275 GSM | 2 | Kgs | OEM |  | G.I / COATED SHEETS
696 | LCCE26617 | CG 37 KW 3 PH TEFC-SQCAGE INDUCTION MOTOR 4 POLE FOOT MOUNTED-IE3 |  | Nos | CG |  | MOTOR
697 | LAHC11089 | FDA 1250 TM KRUGER MAKE |  | Nos | KRUGER |  | FAN
698 | LCCC12751 | 224x2B |  | Nos | OEM | PULLEY | PULLEYS/BEARINGS
699 | LAHC11090 | FDA 1400 TM KRUGER MAKE |  | Nos | KRUGER |  | FAN
700 | LAHM48617 | AHU FAN/WIRING DIAGRAM - STAR / DELTA |  | Nos | OEM |  | NAME PLATE/STICKER/LABELS
701 | LAHC11091 | BDB 160 CM KRUGER MAKE |  | Nos | KRUGER |  | FAN
702 | LAHC11092 | BDB 180 CM KRUGER MAKE |  | Nos | KRUGER |  | FAN
703 | LCCE26876 | BHARATH BIJILEE 30 KW 3 PH TEFC-SQCAGE INDUCTION MOTOR 6 POLE FOOT MOUNTED-IE1 |  | Nos | BHARATH BIJILEE |  | MOTOR
704 | LCCE26727 | SIEMENS 2.2 KW 3 PH TEFC-SQCAGE INDUCTION MOTOR 4 POLE FOOT MOUNTED-IE2 |  | Nos | SIEMENS |  | MOTOR
705 | LCCE26903 | BHARATH BIJILEE 0.55 KW 3 PH TEFC-SQCAGE INDUCTION MOTOR 4 POLE FOOT MOUNTED-IE2 |  | Nos | BHARATH BIJILEE |  | MOTOR
706 | LAHE15103 | FLORACENT TUBE LIGHT WITH FITTINGS |  | Nos | OEM |  | LAMP
707 | LCCE26524 | CG 0.75 KW 3 PH TEFC-SQCAGE INDUCTION MOTOR 2 POLE FOOT MOUNTED-IE1 |  | Nos | CG |  | MOTOR
708 | LAHC24137 | HRW 1900 - MS200 |  | Nos | DRI |  | HEAT RECOVERY WHEEL
709 | LCCE26640 | CG 75 KW 3 PH TEFC-SQCAGE INDUCTION MOTOR 6 POLE FOOT MOUNTED-IE3 |  | Nos | CG |  | MOTOR
710 | LAHC11093 | BDB 200 CM KRUGER MAKE |  | Nos | KRUGER |  | FAN
711 | LCCE26807 | SIEMENS 2.2 KW 3 PH TEFC-SQCAGE INDUCTION MOTOR 6 POLE FOOT MOUNTED-IE3 |  | Nos | SIEMENS |  | MOTOR
712 | LAHC14367 | RIGID FILTER EU8 GRADE - 592 MM (W) x 592 MM (H) x 292MM (D) |  | Nos | OEM |  | FILTER
713 | LCCC12752 | 236x2B |  | Nos | OEM | PULLEY | PULLEYS/BEARINGS
714 | LCCE26469 | ABB 5.5 KW 3 PH TEFC-SQCAGE INDUCTION MOTOR 2 POLE FOOT MOUNTED-IE3 |  | Nos | ABB |  | MOTOR
715 | LCCE26861 | BHARATH BIJILEE 0.25 KW 3 PH TEFC-SQCAGE INDUCTION MOTOR 6 POLE FOOT MOUNTED-IE1 |  | Nos | BHARATH BIJILEE |  | MOTOR
716 | LAHC11094 | BDB 225 CM KRUGER MAKE |  | Nos | KRUGER |  | FAN
717 | LAHC11095 | BDB 250 CM KRUGER MAKE |  | Nos | KRUGER |  | FAN
718 | LCCE26795 | SIEMENS 22 KW 3 PH TEFC-SQCAGE INDUCTION MOTOR 4 POLE FOOT MOUNTED-IE3 |  | Nos | SIEMENS |  | MOTOR
719 | LCCH30040 | ALLEN HEAD BOLT SS M10 x 25 |  | Nos | OEM |  | FASTENERS
720 | LCCC12753 | 250x2B |  | Nos | OEM | PULLEY | PULLEYS/BEARINGS
721 | LAHC11096 | BDB 280 CM KRUGER MAKE |  | Nos | KRUGER |  | FAN
722 | LCCC13405 | BELT B-21 |  | Nos | OEM |  | BELT
723 | LCCE26581 | CG 0.25 KW 3 PH TEFC-SQCAGE INDUCTION MOTOR 2 POLE FOOT MOUNTED-IE2 |  | Nos | CG |  | MOTOR
724 | LCCE27004 | BHARATH BIJILEE 0.75 KW 3 PH TEFC-SQCAGE INDUCTION MOTOR 2 POLE FOOT MOUNTED-IE3 |  | Nos | BHARATH BIJILEE |  | MOTOR
725 | LCCE26717 | SIEMENS 37 KW 3 PH TEFC-SQCAGE INDUCTION MOTOR 2 POLE FOOT MOUNTED-IE1 |  | Nos | SIEMENS |  | MOTOR
726 | LAHC24658 | RUBBER BOOT 2 inch 50mm DEPTH |  | Nos | OEM |  | Rubber
727 | LAHC14368 | RIGID FILTER EU8 GRADE - 287 MM (W) x 592 MM (H) x 292MM (D) |  | Nos | OEM |  | FILTER
728 | LCCE26923 | BHARATH BIJILEE 0.55 KW 3 PH TEFC-SQCAGE INDUCTION MOTOR 6 POLE FOOT MOUNTED-IE2 |  | Nos | BHARATH BIJILEE |  | MOTOR
729 | LCCC13406 | BELT B-22 |  | Nos | OEM |  | BELT
730 | LAHC15529 | FAN FLEXIBLE 15/11 |  | Nos | OEM |  | ANTI-VIBRATIONS
731 | LAHC24752 | PE GASKETS 20MM x 5MM THK WITH ONE SIDE SELF ADHESIVE - 10m Rolls |  | Nos | OEM |  | GASKET & INSULATION
732 | LCCR07507 | GI sheet 2.5mm THK 120 GSM | 2.5 | Kgs | OEM |  | G.I / COATED SHEETS
733 | LCCC13407 | BELT B-23 |  | Nos | OEM |  | BELT
734 | LCCH30041 | ALLEN HEAD BOLT SS M12 x 25 |  | Nos | OEM |  | FASTENERS
735 | LCCE26438 | ABB 45 KW 3 PH TEFC-SQCAGE INDUCTION MOTOR 4 POLE FOOT MOUNTED-IE3 |  | Nos | ABB |  | MOTOR
736 | LAHC11097 | BDB 315 CM KRUGER MAKE |  | Nos | KRUGER |  | FAN
737 | LCCC13408 | BELT B-24 |  | Nos | OEM |  | BELT
738 | LCCE26540 | CG 75 KW 3 PH TEFC-SQCAGE INDUCTION MOTOR 2 POLE FOOT MOUNTED-IE1 |  | Nos | CG |  | MOTOR
739 | LCCE26739 | SIEMENS 55 KW 3 PH TEFC-SQCAGE INDUCTION MOTOR 4 POLE FOOT MOUNTED-IE2 |  | Nos | SIEMENS |  | MOTOR
740 | LCCC12754 | 280x2B |  | Nos | OEM | PULLEY | PULLEYS/BEARINGS
741 | LCCE26702 | SIEMENS 0.37 KW 3 PH TEFC-SQCAGE INDUCTION MOTOR 2 POLE FOOT MOUNTED-IE1 |  | Nos | SIEMENS |  | MOTOR
742 | LCCE26588 | CG 3.7 KW 3 PH TEFC-SQCAGE INDUCTION MOTOR 2 POLE FOOT MOUNTED-IE2 |  | Nos | CG |  | MOTOR
743 | LCCH23602 | SS DRAIN NIPPLE - 1 inch x 100mm L |  | Nos | OEM |  | Hardware
744 | LCCC12755 | 315x2B |  | Nos | OEM | PULLEY | PULLEYS/BEARINGS
745 | LCCC13409 | BELT B-25 |  | Nos | OEM |  | BELT
746 | LAHC24657 | RUBBER BOOT 2 inch 25mm DEPTH |  | Nos | OEM |  | Rubber
747 | LCCC12756 | 355x2B |  | Nos | OEM | PULLEY | PULLEYS/BEARINGS
748 | LCCE26850 | BHARATH BIJILEE 7.5 KW 3 PH TEFC-SQCAGE INDUCTION MOTOR 4 POLE FOOT MOUNTED-IE1 |  | Nos | BHARATH BIJILEE |  | MOTOR
749 | LCCE26901 | BHARATH BIJILEE 0.25 KW 3 PH TEFC-SQCAGE INDUCTION MOTOR 4 POLE FOOT MOUNTED-IE2 |  | Nos | BHARATH BIJILEE |  | MOTOR
750 | LCCE26805 | SIEMENS 1.1 KW 3 PH TEFC-SQCAGE INDUCTION MOTOR 6 POLE FOOT MOUNTED-IE3 |  | Nos | SIEMENS |  | MOTOR
751 | LCCC13410 | BELT B-26 |  | Nos | OEM |  | BELT
752 | LCCH30042 | ALLEN HEAD BOLT GI M6 x 40 |  | Nos | OEM |  | FASTENERS
753 | LCCE26570 | CG 7.5 KW 3 PH TEFC-SQCAGE INDUCTION MOTOR 6 POLE FOOT MOUNTED-IE2 |  | Nos | CG |  | MOTOR
754 | LCCE26323 | ABB 0.55 KW 3 PH TEFC-SQCAGE INDUCTION MOTOR 6 POLE FOOT MOUNTED-IE1 |  | Nos | ABB |  | MOTOR
755 | LCCC13411 | BELT B-27 |  | Nos | OEM |  | BELT
756 | LAHC11098 | BDB 355 CM KRUGER MAKE |  | Nos | KRUGER |  | FAN
757 | LCCE26870 | BHARATH BIJILEE 7.5 KW 3 PH TEFC-SQCAGE INDUCTION MOTOR 6 POLE FOOT MOUNTED-IE1 |  | Nos | BHARATH BIJILEE |  | MOTOR
758 | LCCC12757 | 400x2B |  | Nos | OEM | PULLEY | PULLEYS/BEARINGS
759 | LAHC11099 | BDB 400 CM KRUGER MAKE |  | Nos | KRUGER |  | FAN
760 | LCCC13412 | BELT B-28 |  | Nos | OEM |  | BELT
761 | LCCE26554 | CG 18.5 KW 3 PH TEFC-SQCAGE INDUCTION MOTOR 4 POLE FOOT MOUNTED-IE2 |  | Nos | CG |  | MOTOR
762 | LCCC12758 | 500x2B |  | Nos | OEM | PULLEY | PULLEYS/BEARINGS
763 | LCCC13413 | BELT B-29 |  | Nos | OEM |  | BELT
764 | LCCC13414 | BELT B-30 |  | Nos | OEM |  | BELT
765 | LCCE26765 | SIEMENS 1.1 KW 3 PH TEFC-SQCAGE INDUCTION MOTOR 2 POLE FOOT MOUNTED-IE2 |  | Nos | SIEMENS |  | MOTOR
766 | LAHC11100 | BDB 450 CM KRUGER MAKE |  | Nos | KRUGER |  | FAN
767 | LCCE26549 | CG 5.5 KW 3 PH TEFC-SQCAGE INDUCTION MOTOR 4 POLE FOOT MOUNTED-IE2 |  | Nos | CG |  | MOTOR
768 | LAHC14370 | RIGID FILTER EU8 GRADE - 490 MM (W) x 592 MM (H) x 292MM (D) |  | Nos | OEM |  | FILTER
769 | LCCE26651 | CG 9.3 KW 3 PH TEFC-SQCAGE INDUCTION MOTOR 2 POLE FOOT MOUNTED-IE3 |  | Nos | CG |  | MOTOR
770 | LCCE26677 | SIEMENS 37 KW 3 PH TEFC-SQCAGE INDUCTION MOTOR 4 POLE FOOT MOUNTED-IE1 |  | Nos | SIEMENS |  | MOTOR
771 | LCCC13415 | BELT B-31 |  | Nos | OEM |  | BELT
772 | LCCC13416 | BELT B-32 |  | Nos | OEM |  | BELT
773 | LAHC11101 | BDB 500 CM KRUGER MAKE |  | Nos | KRUGER |  | FAN
774 | LCCC13417 | BELT B-33 |  | Nos | OEM |  | BELT
775 | LCCE27005 | BHARATH BIJILEE 1.1 KW 3 PH TEFC-SQCAGE INDUCTION MOTOR 2 POLE FOOT MOUNTED-IE3 |  | Nos | BHARATH BIJILEE |  | MOTOR
776 | LCCC13418 | BELT B-34 |  | Nos | OEM |  | BELT
777 | LCCE26450 | ABB 7.5 KW 3 PH TEFC-SQCAGE INDUCTION MOTOR 6 POLE FOOT MOUNTED-IE3 |  | Nos | ABB |  | MOTOR
778 | LCCE26426 | ABB 1.5 KW 3 PH TEFC-SQCAGE INDUCTION MOTOR 4 POLE FOOT MOUNTED-IE3 |  | Nos | ABB |  | MOTOR
779 | LAHC15204 | 30mm NTBK - Omega Jointer | 30-25 | Nos | OEM |  | PLASTIC PARTS
780 | LCCC13419 | BELT B-35 |  | Nos | OEM |  | BELT
781 | LCCE26497 | CG 37 KW 3 PH TEFC-SQCAGE INDUCTION MOTOR 4 POLE FOOT MOUNTED-IE1 |  | Nos | CG |  | MOTOR
782 | LAHS00001 | WATER COOLING COIL |  | Nos | LUFTEK |  | COOLING COIL
783 | LAHC11102 | BDB 560 CM KRUGER MAKE |  | Nos | KRUGER |  | FAN
784 | LCCE26949 | BHARATH BIJILEE 5.5 KW 3 PH TEFC-SQCAGE INDUCTION MOTOR 2 POLE FOOT MOUNTED-IE2 |  | Nos | BHARATH BIJILEE |  | MOTOR
785 | LCCC13420 | BELT B-36 |  | Nos | OEM |  | BELT
786 | LCCE26831 | SIEMENS 9.3 KW 3 PH TEFC-SQCAGE INDUCTION MOTOR 2 POLE FOOT MOUNTED-IE3 |  | Nos | SIEMENS |  | MOTOR
787 | LCCE26314 | ABB 18.5 KW 3 PH TEFC-SQCAGE INDUCTION MOTOR 4 POLE FOOT MOUNTED-IE1 |  | Nos | ABB |  | MOTOR
788 | LCCE26724 | SIEMENS 0.75 KW 3 PH TEFC-SQCAGE INDUCTION MOTOR 4 POLE FOOT MOUNTED-IE2 |  | Nos | SIEMENS |  | MOTOR
789 | LAHC11103 | BDB 630 CM KRUGER MAKE |  | Nos | KRUGER |  | FAN
790 | LAHC11104 | BDB 710 CM KRUGER MAKE |  | Nos | KRUGER |  | FAN
791 | LCCE26886 | BHARATH BIJILEE 1.5 KW 3 PH TEFC-SQCAGE INDUCTION MOTOR 2 POLE FOOT MOUNTED-IE1 |  | Nos | BHARATH BIJILEE |  | MOTOR
792 | LCCE26998 | BHARATH BIJILEE 45 KW 3 PH TEFC-SQCAGE INDUCTION MOTOR 6 POLE FOOT MOUNTED-IE3 |  | Nos | BHARATH BIJILEE |  | MOTOR
793 | LCCC12759 | 630x2B |  | Nos | OEM | PULLEY | PULLEYS/BEARINGS
794 | LAHM48607 | AHU POWER SYMBOL |  | Nos | OEM |  | NAME PLATE/STICKER/LABELS
795 | LCCE26801 | SIEMENS 0.25 KW 3 PH TEFC-SQCAGE INDUCTION MOTOR 6 POLE FOOT MOUNTED-IE3 |  | Nos | SIEMENS |  | MOTOR
796 | LCCE26334 | ABB 18.5 KW 3 PH TEFC-SQCAGE INDUCTION MOTOR 6 POLE FOOT MOUNTED-IE1 |  | Nos | ABB |  | MOTOR
797 | LCCE26552 | CG 11 KW 3 PH TEFC-SQCAGE INDUCTION MOTOR 4 POLE FOOT MOUNTED-IE2 |  | Nos | CG |  | MOTOR
798 | LCCH30043 | ALLEN HEAD BOLT GI M8 x 40 |  | Nos | OEM |  | FASTENERS
799 | LCCE26309 | ABB 5.5 KW 3 PH TEFC-SQCAGE INDUCTION MOTOR 4 POLE FOOT MOUNTED-IE1 |  | Nos | ABB |  | MOTOR
800 | LCCE26744 | SIEMENS 0.75 KW 3 PH TEFC-SQCAGE INDUCTION MOTOR 6 POLE FOOT MOUNTED-IE2 |  | Nos | SIEMENS |  | MOTOR
801 | LAHC24652 | RUBBER BOOT 1/2 inch 50mm DEPTH |  | Nos | OEM |  | Rubber
802 | LCCC12760 | 800x2B |  | Nos | OEM | PULLEY | PULLEYS/BEARINGS
803 | LCCC12761 | 125x3B |  | Nos | OEM | PULLEY | PULLEYS/BEARINGS
804 | LCCC13421 | BELT B-37 |  | Nos | OEM |  | BELT
805 | LCCC13422 | BELT B-38 |  | Nos | OEM |  | BELT
806 | LCCC13423 | BELT B-39 |  | Nos | OEM |  | BELT
807 | LAHC23704 | ALUMINUM OMEGA PROFILE - 30-25 MM SQUARE NTBK | 30-25 | Meters | OEM |  | ALUMINIUM PROFILES
808 | LCCE26331 | ABB 9.3 KW 3 PH TEFC-SQCAGE INDUCTION MOTOR 6 POLE FOOT MOUNTED-IE1 |  | Nos | ABB |  | MOTOR
809 | LAHC24664 | RUBBER BOOT 3 1/2 inch 50mm DEPTH |  | Nos | OEM |  | Rubber
810 | LAHC15530 | FAN FLEXIBLE 15/15 |  | Nos | OEM |  | ANTI-VIBRATIONS
811 | LCCC12762 | 132x3B |  | Nos | OEM | PULLEY | PULLEYS/BEARINGS
812 | LCCC13424 | BELT B-40 |  | Nos | OEM |  | BELT
813 | LCCE26946 | BHARATH BIJILEE 1.5 KW 3 PH TEFC-SQCAGE INDUCTION MOTOR 2 POLE FOOT MOUNTED-IE2 |  | Nos | BHARATH BIJILEE |  | MOTOR
814 | LAHC14371 | RIGID FILTER EU8 GRADE - 592 MM (W) x 490 MM (H) x 292MM (D) |  | Nos | OEM |  | FILTER
815 | LCCE26353 | ABB 15 KW 3 PH TEFC-SQCAGE INDUCTION MOTOR 2 POLE FOOT MOUNTED-IE1 |  | Nos | ABB |  | MOTOR
816 | LCCE26343 | ABB 0.55 KW 3 PH TEFC-SQCAGE INDUCTION MOTOR 2 POLE FOOT MOUNTED-IE1 |  | Nos | ABB |  | MOTOR
817 | LCCC13425 | BELT B-41 |  | Nos | OEM |  | BELT
818 | LCCE26473 | ABB 15 KW 3 PH TEFC-SQCAGE INDUCTION MOTOR 2 POLE FOOT MOUNTED-IE3 |  | Nos | ABB |  | MOTOR
819 | LAHC11105 | BDB 250 TM KRUGER MAKE |  | Nos | KRUGER |  | FAN
820 | LCCE26613 | CG 15 KW 3 PH TEFC-SQCAGE INDUCTION MOTOR 4 POLE FOOT MOUNTED-IE3 |  | Nos | CG |  | MOTOR
821 | LAHC24138 | HRW 2000 - MS200 |  | Nos | DRI |  | HEAT RECOVERY WHEEL
822 | LAHC11106 | BDB 280 TM KRUGER MAKE |  | Nos | KRUGER |  | FAN
823 | LCCE26826 | SIEMENS 1.5 KW 3 PH TEFC-SQCAGE INDUCTION MOTOR 2 POLE FOOT MOUNTED-IE3 |  | Nos | SIEMENS |  | MOTOR
824 | LCCC13426 | BELT B-42 |  | Nos | OEM |  | BELT
825 | LCCE26562 | CG 0.37 KW 3 PH TEFC-SQCAGE INDUCTION MOTOR 6 POLE FOOT MOUNTED-IE2 |  | Nos | CG |  | MOTOR
826 | LAHC11107 | BDB 315 TM KRUGER MAKE |  | Nos | KRUGER |  | FAN
827 | LAHM48611 | AHU COIL SECTION STICKER |  | Nos | OEM |  | NAME PLATE/STICKER/LABELS
828 | LAHC15531 | FAN FLEXIBLE 18/13 |  | Nos | OEM |  | ANTI-VIBRATIONS
829 | LCCH30044 | ALLEN HEAD BOLT GI M10 x 40 |  | Nos | OEM |  | FASTENERS
830 | LCCC13427 | BELT B-43 |  | Nos | OEM |  | BELT
831 | LCCH30045 | ALLEN HEAD BOLT GI M12 x 40 |  | Nos | OEM |  | FASTENERS
832 | LCCH30046 | ALLEN HEAD BOLT SS M6 x 40 |  | Nos | OEM |  | FASTENERS
833 | LCCC12763 | 140x3B |  | Nos | OEM | PULLEY | PULLEYS/BEARINGS
834 | LCCC13428 | BELT B-44 |  | Nos | OEM |  | BELT
835 | LAHC11108 | BDB 355 TM KRUGER MAKE |  | Nos | KRUGER |  | FAN
836 | LAHC11109 | BDB 400 TM KRUGER MAKE |  | Nos | KRUGER |  | FAN
837 | LCCE26596 | CG 30 KW 3 PH TEFC-SQCAGE INDUCTION MOTOR 2 POLE FOOT MOUNTED-IE2 |  | Nos | CG |  | MOTOR
838 | LAHC11110 | BDB 450 TM KRUGER MAKE |  | Nos | KRUGER |  | FAN
839 | LCCE26696 | SIEMENS 30 KW 3 PH TEFC-SQCAGE INDUCTION MOTOR 6 POLE FOOT MOUNTED-IE1 |  | Nos | SIEMENS |  | MOTOR
840 | LCCC13429 | BELT B-45 |  | Nos | OEM |  | BELT
841 | LAHC11111 | BDB 500 TM KRUGER MAKE |  | Nos | KRUGER |  | FAN
842 | LCCC13430 | BELT B-46 |  | Nos | OEM |  | BELT
843 | LCCE26576 | CG 30 KW 3 PH TEFC-SQCAGE INDUCTION MOTOR 6 POLE FOOT MOUNTED-IE2 |  | Nos | CG |  | MOTOR
844 | LCCH30047 | ALLEN HEAD BOLT SS M8 x 40 |  | Nos | OEM |  | FASTENERS
845 | LAHC14372 | RIGID FILTER EU9 GRADE - 592 MM (W) x 592 MM (H) x 292MM (D) |  | Nos | OEM |  | FILTER
846 | LCCC13431 | BELT B-47 |  | Nos | OEM |  | BELT
847 | LCCE25659 | ELECTRICAL WIRE 3 CORE / 1 SQ MM |  | Nos | OEM |  | ELECTRICAL
848 | LCCH23603 | SS DRAIN CAP 1 1/4 inch x 100mm L |  | Nos | OEM |  | Hardware
849 | LAHC24139 | HRW 2130 - MS200 |  | Nos | DRI |  | HEAT RECOVERY WHEEL
850 | LCCE26565 | CG 1.1 KW 3 PH TEFC-SQCAGE INDUCTION MOTOR 6 POLE FOOT MOUNTED-IE2 |  | Nos | CG |  | MOTOR
851 | LCCC12764 | 150x3B |  | Nos | OEM | PULLEY | PULLEYS/BEARINGS
852 | LCCE26830 | SIEMENS 7.5 KW 3 PH TEFC-SQCAGE INDUCTION MOTOR 2 POLE FOOT MOUNTED-IE3 |  | Nos | SIEMENS |  | MOTOR
853 | LCCH30048 | ALLEN HEAD BOLT SS M10 x 40 |  | Nos | OEM |  | FASTENERS
854 | LCCC12765 | 160x3B |  | Nos | OEM | PULLEY | PULLEYS/BEARINGS
855 | LAHC11112 | BDB 560 TM KRUGER MAKE |  | Nos | KRUGER |  | FAN
856 | LCCC13432 | BELT B-48 |  | Nos | OEM |  | BELT
857 | LCCE26682 | SIEMENS 0.37 KW 3 PH TEFC-SQCAGE INDUCTION MOTOR 6 POLE FOOT MOUNTED-IE1 |  | Nos | SIEMENS |  | MOTOR
858 | LCCE26456 | ABB 30 KW 3 PH TEFC-SQCAGE INDUCTION MOTOR 6 POLE FOOT MOUNTED-IE3 |  | Nos | ABB |  | MOTOR
859 | LCCE26436 | ABB 30 KW 3 PH TEFC-SQCAGE INDUCTION MOTOR 4 POLE FOOT MOUNTED-IE3 |  | Nos | ABB |  | MOTOR
860 | LCCE26793 | SIEMENS 15 KW 3 PH TEFC-SQCAGE INDUCTION MOTOR 4 POLE FOOT MOUNTED-IE3 |  | Nos | SIEMENS |  | MOTOR
861 | LCCE26586 | CG 1.5 KW 3 PH TEFC-SQCAGE INDUCTION MOTOR 2 POLE FOOT MOUNTED-IE2 |  | Nos | CG |  | MOTOR
862 | LCCE26690 | SIEMENS 7.5 KW 3 PH TEFC-SQCAGE INDUCTION MOTOR 6 POLE FOOT MOUNTED-IE1 |  | Nos | SIEMENS |  | MOTOR
863 | LCCE26406 | ABB 1.5 KW 3 PH TEFC-SQCAGE INDUCTION MOTOR 2 POLE FOOT MOUNTED-IE2 |  | Nos | ABB |  | MOTOR
864 | LCCC13433 | BELT B-49 |  | Nos | OEM |  | BELT
865 | LCCC13434 | BELT B-50 |  | Nos | OEM |  | BELT
866 | LAHC11113 | BDB 630 TM KRUGER MAKE |  | Nos | KRUGER |  | FAN
867 | LAHC11114 | BDB 710 TM KRUGER MAKE |  | Nos | KRUGER |  | FAN
868 | LCCC13435 | BELT B-51 |  | Nos | OEM |  | BELT
869 | LCCE25662 | ELECTRICAL WIRE 3 CORE / 4 SQ MM |  | Nos | OEM |  | ELECTRICAL
870 | LCCE26636 | CG 30 KW 3 PH TEFC-SQCAGE INDUCTION MOTOR 6 POLE FOOT MOUNTED-IE3 |  | Nos | CG |  | MOTOR
871 | LCCH30049 | ALLEN HEAD BOLT SS M12 x 40 |  | Nos | OEM |  | FASTENERS
872 | LCCE26676 | SIEMENS 30 KW 3 PH TEFC-SQCAGE INDUCTION MOTOR 4 POLE FOOT MOUNTED-IE1 |  | Nos | SIEMENS |  | MOTOR
873 | LCCE25656 | ELECTRICAL WIRE 2 CORE / 1.5 SQ MM |  | Nos | OEM |  | ELECTRICAL
874 | LCCM47001 | HSS Hole saw Mandle small |  | Nos | OEM |  | Hand Tools
875 | LCCH30201 | NUT M6 SS |  | Nos | OEM |  | FASTENERS
876 | LCCC13436 | BELT B-52 |  | Nos | OEM |  | BELT
877 | LCCE26393 | ABB 15 KW 3 PH TEFC-SQCAGE INDUCTION MOTOR 6 POLE FOOT MOUNTED-IE2 |  | Nos | ABB |  | MOTOR
878 | LCCC13437 | BELT B-53 |  | Nos | OEM |  | BELT
879 | LAHC24140 | HRW 2200 - MS200 |  | Nos | DRI |  | HEAT RECOVERY WHEEL
880 | LAHC11115 | BDB 800 TM KRUGER MAKE |  | Nos | KRUGER |  | FAN
881 | LAHC11116 | BDB 900 TM KRUGER MAKE |  | Nos | KRUGER |  | FAN
882 | LCCE26968 | BHARATH BIJILEE 3.7 KW 3 PH TEFC-SQCAGE INDUCTION MOTOR 4 POLE FOOT MOUNTED-IE3 |  | Nos | BHARATH BIJILEE |  | MOTOR
883 | LAHC24141 | HRW 2400 - MS200 |  | Nos | DRI |  | HEAT RECOVERY WHEEL
884 | LCCC15401 | SX2 |  | Nos | OEM |  | MOTOR BASE
885 | LCCC13438 | BELT B-54 |  | Nos | OEM |  | BELT
886 | LAHC11117 | BDB 1000 TM KRUGER MAKE |  | Nos | KRUGER |  | FAN
887 | LCCC13439 | BELT B-55 |  | Nos | OEM |  | BELT
888 | LCCE26694 | SIEMENS 18.5 KW 3 PH TEFC-SQCAGE INDUCTION MOTOR 6 POLE FOOT MOUNTED-IE1 |  | Nos | SIEMENS |  | MOTOR
889 | LAHC15701 | AHU Electrical Heater |  | Nos | OEM |  | ELECTRICAL
890 | LCCE26305 | ABB 1.1 KW 3 PH TEFC-SQCAGE INDUCTION MOTOR 4 POLE FOOT MOUNTED-IE1 |  | Nos | ABB |  | MOTOR
891 | LCCE26709 | SIEMENS 5.5 KW 3 PH TEFC-SQCAGE INDUCTION MOTOR 2 POLE FOOT MOUNTED-IE1 |  | Nos | SIEMENS |  | MOTOR
892 | LCCC13440 | BELT B-56 |  | Nos | OEM |  | BELT
893 | LCCE26591 | CG 9.3 KW 3 PH TEFC-SQCAGE INDUCTION MOTOR 2 POLE FOOT MOUNTED-IE2 |  | Nos | CG |  | MOTOR
894 | LCCE26639 | CG 55 KW 3 PH TEFC-SQCAGE INDUCTION MOTOR 6 POLE FOOT MOUNTED-IE3 |  | Nos | CG |  | MOTOR
895 | LAHC11118 | BDB 1120 TM KRUGER MAKE |  | Nos | KRUGER |  | FAN
896 | LCCE26671 | SIEMENS 9.3 KW 3 PH TEFC-SQCAGE INDUCTION MOTOR 4 POLE FOOT MOUNTED-IE1 |  | Nos | SIEMENS |  | MOTOR
897 | LAHC11119 | BDB 1250 TM KRUGER MAKE |  | Nos | KRUGER |  | FAN
898 | LCCR07525 | PRECOATED GI SHEET 1.6mm THK RAL 9002 | 1.6 | Kgs | OEM |  | G.I / COATED SHEETS
899 | LCCE26944 | BHARATH BIJILEE 0.75 KW 3 PH TEFC-SQCAGE INDUCTION MOTOR 2 POLE FOOT MOUNTED-IE2 |  | Nos | BHARATH BIJILEE |  | MOTOR
900 | LCCE26320 | ABB 75 KW 3 PH TEFC-SQCAGE INDUCTION MOTOR 4 POLE FOOT MOUNTED-IE1 |  | Nos | ABB |  | MOTOR
901 | LCCE26996 | BHARATH BIJILEE 30 KW 3 PH TEFC-SQCAGE INDUCTION MOTOR 6 POLE FOOT MOUNTED-IE3 |  | Nos | BHARATH BIJILEE |  | MOTOR
902 | LCCE26719 | SIEMENS 55 KW 3 PH TEFC-SQCAGE INDUCTION MOTOR 2 POLE FOOT MOUNTED-IE1 |  | Nos | SIEMENS |  | MOTOR
903 | LAHC14373 | RIGID FILTER EU9 GRADE - 287 MM (W) x 592 MM (H) x 292MM (D) |  | Nos | OEM |  | FILTER
904 | LAHC11120 | BDB 1400 TM KRUGER MAKE |  | Nos | KRUGER |  | FAN
905 | LCCE26688 | SIEMENS 3.7 KW 3 PH TEFC-SQCAGE INDUCTION MOTOR 6 POLE FOOT MOUNTED-IE1 |  | Nos | SIEMENS |  | MOTOR
906 | LCCE26487 | CG 2.2 KW 3 PH TEFC-SQCAGE INDUCTION MOTOR 4 POLE FOOT MOUNTED-IE1 |  | Nos | CG |  | MOTOR
907 | LAHC15206 | 50mm NTBK - Omega Jointer | 50-48 | Nos | OEM |  | PLASTIC PARTS
908 | LCCC12766 | 170x3B |  | Nos | OEM | PULLEY | PULLEYS/BEARINGS
909 | LAHC11121 | ADA 160 CM KRUGER MAKE |  | Nos | KRUGER |  | FAN
910 | LCCC13441 | BELT B-57 |  | Nos | OEM |  | BELT
911 | LAHC24142 | HRW 2600 - MS200 |  | Nos | DRI |  | HEAT RECOVERY WHEEL
912 | LAHC11122 | ADA 180 CM KRUGER MAKE |  | Nos | KRUGER |  | FAN
913 | LCCE26447 | ABB 2.2 KW 3 PH TEFC-SQCAGE INDUCTION MOTOR 6 POLE FOOT MOUNTED-IE3 |  | Nos | ABB |  | MOTOR
914 | LCCE26929 | BHARATH BIJILEE 5.5 KW 3 PH TEFC-SQCAGE INDUCTION MOTOR 6 POLE FOOT MOUNTED-IE2 |  | Nos | BHARATH BIJILEE |  | MOTOR
915 | LCCE26952 | BHARATH BIJILEE 11 KW 3 PH TEFC-SQCAGE INDUCTION MOTOR 2 POLE FOOT MOUNTED-IE2 |  | Nos | BHARATH BIJILEE |  | MOTOR
916 | LAHC24143 | HRW 2800 - MS200 |  | Nos | DRI |  | HEAT RECOVERY WHEEL
917 | LCCC12767 | 180x3B |  | Nos | OEM | PULLEY | PULLEYS/BEARINGS
918 | LAHC11123 | ADA 200 CM KRUGER MAKE |  | Nos | KRUGER |  | FAN
919 | LCCC13442 | BELT B-58 |  | Nos | OEM |  | BELT
920 | LCCE26571 | CG 9.3 KW 3 PH TEFC-SQCAGE INDUCTION MOTOR 6 POLE FOOT MOUNTED-IE2 |  | Nos | CG |  | MOTOR
921 | LCCC12768 | 190x3B |  | Nos | OEM | PULLEY | PULLEYS/BEARINGS
922 | LCCH30202 | NUT M8 SS |  | Nos | OEM |  | FASTENERS
923 | LCCE26728 | SIEMENS 3.7 KW 3 PH TEFC-SQCAGE INDUCTION MOTOR 4 POLE FOOT MOUNTED-IE2 |  | Nos | SIEMENS |  | MOTOR
924 | LCCH30203 | NUT M10 SS |  | Nos | OEM |  | FASTENERS
925 | LCCE26852 | BHARATH BIJILEE 11 KW 3 PH TEFC-SQCAGE INDUCTION MOTOR 4 POLE FOOT MOUNTED-IE1 |  | Nos | BHARATH BIJILEE |  | MOTOR
926 | LAHC14375 | RIGID FILTER EU9 GRADE - 490 MM (W) x 592 MM (H) x 292MM (D) |  | Nos | OEM |  | FILTER
927 | LAHC11124 | ADA 225 CM KRUGER MAKE |  | Nos | KRUGER |  | FAN
928 | LAHC24144 | HRW 3000 - MS200 |  | Nos | DRI |  | HEAT RECOVERY WHEEL
929 | LAHC11125 | ADA 250 CM KRUGER MAKE |  | Nos | KRUGER |  | FAN
930 | LCCE26925 | BHARATH BIJILEE 1.1 KW 3 PH TEFC-SQCAGE INDUCTION MOTOR 6 POLE FOOT MOUNTED-IE2 |  | Nos | BHARATH BIJILEE |  | MOTOR
931 | LCCC12769 | 200x3B |  | Nos | OEM | PULLEY | PULLEYS/BEARINGS
932 | LAHM48614 | AHU PRIMARY FILTER SECTION STICKER |  | Nos | OEM |  | NAME PLATE/STICKER/LABELS
933 | LCCC12770 | 212x3B |  | Nos | OEM | PULLEY | PULLEYS/BEARINGS
934 | LAHC15532 | FAN FLEXIBLE 18/18 |  | Nos | OEM |  | ANTI-VIBRATIONS
935 | LAHC15533 | FAN FLEXIBLE 160 |  | Nos | OEM |  | ANTI-VIBRATIONS
936 | LCCC13443 | BELT B-59 |  | Nos | OEM |  | BELT
937 | LCCC13444 | BELT B-60 |  | Nos | OEM |  | BELT
938 | LAHC11126 | ADA 280 CM KRUGER MAKE |  | Nos | KRUGER |  | FAN
939 | LCCE26658 | CG 45 KW 3 PH TEFC-SQCAGE INDUCTION MOTOR 2 POLE FOOT MOUNTED-IE3 |  | Nos | CG |  | MOTOR
940 | LCCC12771 | 224x3B |  | Nos | OEM | PULLEY | PULLEYS/BEARINGS
941 | LAHC24145 | HRW 500 - Enthalpy Wheel |  | Nos | OEM |  | HEAT RECOVERY WHEEL
942 | LAHC14376 | RIGID FILTER EU9 GRADE - 592 MM (W) x 490 MM (H) x 292MM (D) |  | Nos | OEM |  | FILTER
943 | LAHC11127 | ADA 315 CM KRUGER MAKE |  | Nos | KRUGER |  | FAN
944 | LCCE26628 | CG 3.7 KW 3 PH TEFC-SQCAGE INDUCTION MOTOR 6 POLE FOOT MOUNTED-IE3 |  | Nos | CG |  | MOTOR
945 | LCCC13445 | BELT B-61 |  | Nos | OEM |  | BELT
946 | LCCC12772 | 236x3B |  | Nos | OEM | PULLEY | PULLEYS/BEARINGS
947 | LAHC14377 | HEPA FILTER EU13 GRADE - 610 MM (W) x 610 MM (H) x 305MM (D) |  | Nos | OEM |  | FILTER
948 | LAHC14378 | HEPA FILTER EU13 GRADE - 610 MM (W) x 305 MM (H) x 305MM (D) |  | Nos | OEM |  | FILTER
949 | LCCH30204 | NUT M12 SS |  | Nos | OEM |  | FASTENERS
950 | LAHC11128 | ADA 355 CM KRUGER MAKE |  | Nos | KRUGER |  | FAN
951 | LAHC15201 | 40mm NTBK Rounded - 3 Way Corner | 40-45 | Nos | OEM |  | PLASTIC PARTS
952 | LCCC12773 | 250x3B |  | Nos | OEM | PULLEY | PULLEYS/BEARINGS
953 | LCCC13446 | BELT B-62 |  | Nos | OEM |  | BELT
954 | LCCR06501 | MS SHEET 3mm THK |  | Kgs | OEM |  | MS SHEET
955 | LAHC11129 | ADA 400 CM KRUGER MAKE |  | Nos | KRUGER |  | FAN
956 | LCCH32503 | 1 1/2 inch PVC DUMMY WITH INTERNAL THREAD |  | Nos | OEM |  | PVC Items
957 | LCCC13447 | BELT B-63 |  | Nos | OEM |  | BELT
958 | LCCC13448 | BELT B-64 |  | Nos | OEM |  | BELT
959 | LCCE26536 | CG 30 KW 3 PH TEFC-SQCAGE INDUCTION MOTOR 2 POLE FOOT MOUNTED-IE1 |  | Nos | CG |  | MOTOR
960 | LCCC13449 | BELT B-65 |  | Nos | OEM |  | BELT
961 | LCCC13450 | BELT B-66 |  | Nos | OEM |  | BELT
962 | LCCE26344 | ABB 0.75 KW 3 PH TEFC-SQCAGE INDUCTION MOTOR 2 POLE FOOT MOUNTED-IE1 |  | Nos | ABB |  | MOTOR
963 | LAHC11130 | ADA 450 CM KRUGER MAKE |  | Nos | KRUGER |  | FAN
964 | LCCC12774 | 280x3B |  | Nos | OEM | PULLEY | PULLEYS/BEARINGS
965 | LCCC13451 | BELT B-67 |  | Nos | OEM |  | BELT
966 | LCCE26533 | CG 15 KW 3 PH TEFC-SQCAGE INDUCTION MOTOR 2 POLE FOOT MOUNTED-IE1 |  | Nos | CG |  | MOTOR
967 | LAHC14379 | HEPA FILTER EU13 GRADE - 305 MM (W) x 610 MM (H) x 305MM (D) |  | Nos | OEM |  | FILTER
968 | LCCC13452 | BELT B-68 |  | Nos | OEM |  | BELT
969 | LCCE25661 | ELECTRICAL WIRE 3 CORE / 2 SQ MM |  | Nos | OEM |  | ELECTRICAL
970 | LCCE26689 | SIEMENS 5.5 KW 3 PH TEFC-SQCAGE INDUCTION MOTOR 6 POLE FOOT MOUNTED-IE1 |  | Nos | SIEMENS |  | MOTOR
971 | LCCC13453 | BELT B-69 |  | Nos | OEM |  | BELT
972 | LCCC12775 | 315x3B |  | Nos | OEM | PULLEY | PULLEYS/BEARINGS
973 | LCCC13454 | BELT B-70 |  | Nos | OEM |  | BELT
974 | LCCC13455 | BELT B-71 |  | Nos | OEM |  | BELT
975 | LCCE26814 | SIEMENS 18.5 KW 3 PH TEFC-SQCAGE INDUCTION MOTOR 6 POLE FOOT MOUNTED-IE3 |  | Nos | SIEMENS |  | MOTOR
976 | LAHC11131 | ADA 500 CM KRUGER MAKE |  | Nos | KRUGER |  | FAN
977 | LCCH30205 | NUT M6 GI |  | Nos | OEM |  | FASTENERS
978 | LCCE26951 | BHARATH BIJILEE 9.3 KW 3 PH TEFC-SQCAGE INDUCTION MOTOR 2 POLE FOOT MOUNTED-IE2 |  | Nos | BHARATH BIJILEE |  | MOTOR
979 | LCCC13456 | BELT B-72 |  | Nos | OEM |  | BELT
980 | LCCC13457 | BELT B-73 |  | Nos | OEM |  | BELT
981 | LAHC15534 | FAN FLEXIBLE 180 |  | Nos | OEM |  | ANTI-VIBRATIONS
982 | LCCE26505 | CG 1.1 KW 3 PH TEFC-SQCAGE INDUCTION MOTOR 6 POLE FOOT MOUNTED-IE1 |  | Nos | CG |  | MOTOR
983 | LCCE26810 | SIEMENS 7.5 KW 3 PH TEFC-SQCAGE INDUCTION MOTOR 6 POLE FOOT MOUNTED-IE3 |  | Nos | SIEMENS |  | MOTOR
984 | LCCE26352 | ABB 11 KW 3 PH TEFC-SQCAGE INDUCTION MOTOR 2 POLE FOOT MOUNTED-IE1 |  | Nos | ABB |  | MOTOR
985 | LAHC24146 | HRW 600 - Enthalpy Wheel |  | Nos | OEM |  | HEAT RECOVERY WHEEL
986 | LCCE26483 | CG 0.55 KW 3 PH TEFC-SQCAGE INDUCTION MOTOR 4 POLE FOOT MOUNTED-IE1 |  | Nos | CG |  | MOTOR
987 | LAHC14380 | HEPA FILTER EU14 GRADE - 610 MM (W) x 610 MM (H) x 305MM (D) |  | Nos | OEM |  | FILTER
988 | LAHC11132 | ADA 560 CM KRUGER MAKE |  | Nos | KRUGER |  | FAN
989 | LCCC12776 | 355x3B |  | Nos | OEM | PULLEY | PULLEYS/BEARINGS
990 | LCCC12777 | 400x3B |  | Nos | OEM | PULLEY | PULLEYS/BEARINGS
991 | LAHC11133 | ADA 630 CM KRUGER MAKE |  | Nos | KRUGER |  | FAN
992 | LCCE26486 | CG 1.5 KW 3 PH TEFC-SQCAGE INDUCTION MOTOR 4 POLE FOOT MOUNTED-IE1 |  | Nos | CG |  | MOTOR
993 | LCCE26887 | BHARATH BIJILEE 2.2 KW 3 PH TEFC-SQCAGE INDUCTION MOTOR 2 POLE FOOT MOUNTED-IE1 |  | Nos | BHARATH BIJILEE |  | MOTOR
994 | LCCE26716 | SIEMENS 30 KW 3 PH TEFC-SQCAGE INDUCTION MOTOR 2 POLE FOOT MOUNTED-IE1 |  | Nos | SIEMENS |  | MOTOR
995 | LCCE26896 | BHARATH BIJILEE 30 KW 3 PH TEFC-SQCAGE INDUCTION MOTOR 2 POLE FOOT MOUNTED-IE1 |  | Nos | BHARATH BIJILEE |  | MOTOR
996 | LCCE26459 | ABB 55 KW 3 PH TEFC-SQCAGE INDUCTION MOTOR 6 POLE FOOT MOUNTED-IE3 |  | Nos | ABB |  | MOTOR
997 | LCCE26341 | ABB 0.25 KW 3 PH TEFC-SQCAGE INDUCTION MOTOR 2 POLE FOOT MOUNTED-IE1 |  | Nos | ABB |  | MOTOR
998 | LCCE27003 | BHARATH BIJILEE 0.55 KW 3 PH TEFC-SQCAGE INDUCTION MOTOR 2 POLE FOOT MOUNTED-IE3 |  | Nos | BHARATH BIJILEE |  | MOTOR
999 | LCCE26729 | SIEMENS 5.5 KW 3 PH TEFC-SQCAGE INDUCTION MOTOR 4 POLE FOOT MOUNTED-IE2 |  | Nos | SIEMENS |  | MOTOR
1000 | LCCM47006 | Hole saw cutter 1 1/2 inch |  | Nos | OEM |  | Hand Tools
1001 | LAHC14381 | HEPA FILTER EU14 GRADE - 610 MM (W) x 305 MM (H) x 305MM (D) |  | Nos | OEM |  | FILTER
1002 | LCCH30206 | NUT M8 GI |  | Nos | OEM |  | FASTENERS
1003 | LCCE26938 | BHARATH BIJILEE 45 KW 3 PH TEFC-SQCAGE INDUCTION MOTOR 6 POLE FOOT MOUNTED-IE2 |  | Nos | BHARATH BIJILEE |  | MOTOR
1004 | LCCE26712 | SIEMENS 11 KW 3 PH TEFC-SQCAGE INDUCTION MOTOR 2 POLE FOOT MOUNTED-IE1 |  | Nos | SIEMENS |  | MOTOR
1005 | LCCR07517 | GI sheet 1mm THK 275 GSM | 1 | Kgs | OEM |  | G.I / COATED SHEETS
1006 | LCCC13458 | BELT B-74 |  | Nos | OEM |  | BELT
1007 | LCCC13459 | BELT B-75 |  | Nos | OEM |  | BELT
1008 | LAHM48604 | AHU WARNING STICKER |  | Nos | OEM |  | NAME PLATE/STICKER/LABELS
1009 | LCCE26564 | CG 0.75 KW 3 PH TEFC-SQCAGE INDUCTION MOTOR 6 POLE FOOT MOUNTED-IE2 |  | Nos | CG |  | MOTOR
1010 | LCCC13460 | BELT B-76 |  | Nos | OEM |  | BELT
1011 | LCCC13461 | BELT B-77 |  | Nos | OEM |  | BELT
1012 | LAHC11134 | ADA 710 CM KRUGER MAKE |  | Nos | KRUGER |  | FAN
1013 | LCCC15405 | SX6 |  | Nos | OEM |  | MOTOR BASE
1014 | LCCC13462 | BELT B-78 |  | Nos | OEM |  | BELT
1015 | LAHC14382 | HEPA FILTER EU14 GRADE - 305 MM (W) x 610 MM (H) x 305MM (D) |  | Nos | OEM |  | FILTER
1016 | LCCE25660 | ELECTRICAL WIRE 3 CORE / 1.5 SQ MM |  | Nos | OEM |  | ELECTRICAL
1017 | LCCE26427 | ABB 2.2 KW 3 PH TEFC-SQCAGE INDUCTION MOTOR 4 POLE FOOT MOUNTED-IE3 |  | Nos | ABB |  | MOTOR
1018 | LCCC13463 | BELT B-79 |  | Nos | OEM |  | BELT
1019 | LAHC24147 | HRW 700 - Enthalpy Wheel |  | Nos | OEM |  | HEAT RECOVERY WHEEL
1020 | LAHC14383 | ALUMINIUM FILTER FRAME 610 X 610 MM-Sun Filters |  | Nos | SUN FILTRATION |  | FILTER
1021 | LCCE26811 | SIEMENS 9.3 KW 3 PH TEFC-SQCAGE INDUCTION MOTOR 6 POLE FOOT MOUNTED-IE3 |  | Nos | SIEMENS |  | MOTOR
1022 | LCCE26828 | SIEMENS 3.7 KW 3 PH TEFC-SQCAGE INDUCTION MOTOR 2 POLE FOOT MOUNTED-IE3 |  | Nos | SIEMENS |  | MOTOR
1023 | LAHC11135 | ADA 250 TM KRUGER MAKE |  | Nos | KRUGER |  | FAN
1024 | LCCC13464 | BELT B-80 |  | Nos | OEM |  | BELT
1025 | LCCH30207 | NUT M10 GI |  | Nos | OEM |  | FASTENERS
1026 | LAHC11136 | ADA 280 TM KRUGER MAKE |  | Nos | KRUGER |  | FAN
1027 | LAHC11137 | ADA 315 TM KRUGER MAKE |  | Nos | KRUGER |  | FAN
1028 | LCCC12778 | 500x3B |  | Nos | OEM | PULLEY | PULLEYS/BEARINGS
1029 | LCCC13465 | BELT B-81 |  | Nos | OEM |  | BELT
1030 | LCCE26387 | ABB 2.2 KW 3 PH TEFC-SQCAGE INDUCTION MOTOR 6 POLE FOOT MOUNTED-IE2 |  | Nos | ABB |  | MOTOR
1031 | LAHC24148 | HRW 800 - Enthalpy Wheel |  | Nos | OEM |  | HEAT RECOVERY WHEEL
1032 | LAHC11138 | ADA 355 TM KRUGER MAKE |  | Nos | KRUGER |  | FAN
1033 | LCCC13466 | BELT B-82 |  | Nos | OEM |  | BELT
1034 | LCCC13467 | BELT B-83 |  | Nos | OEM |  | BELT
1035 | LCCC12779 | 630x3B |  | Nos | OEM | PULLEY | PULLEYS/BEARINGS
1036 | LCCE26878 | BHARATH BIJILEE 45 KW 3 PH TEFC-SQCAGE INDUCTION MOTOR 6 POLE FOOT MOUNTED-IE1 |  | Nos | BHARATH BIJILEE |  | MOTOR
1037 | LCCC13468 | BELT B-84 |  | Nos | OEM |  | BELT
1038 | LAHC24753 | 25mm THK OPEN CELL NITRILE FOAM INSULATION WITH ONE SIDE SELF ADHESIVE (Size : 1 m x 15m Rolls) |  | Nos | OEM |  | GASKET & INSULATION
1039 | LCCC13469 | BELT B-85 |  | Nos | OEM |  | BELT
1040 | LCCE26958 | BHARATH BIJILEE 45 KW 3 PH TEFC-SQCAGE INDUCTION MOTOR 2 POLE FOOT MOUNTED-IE2 |  | Nos | BHARATH BIJILEE |  | MOTOR
1041 | LAHC23701 | ALUMINUM CORNER PROFILE - 40-23 MM ROUNDED NTBK | 40-23 | Meters | OEM |  | ALUMINIUM PROFILES
1042 | LCCE26930 | BHARATH BIJILEE 7.5 KW 3 PH TEFC-SQCAGE INDUCTION MOTOR 6 POLE FOOT MOUNTED-IE2 |  | Nos | BHARATH BIJILEE |  | MOTOR
1043 | LCCC13470 | BELT B-86 |  | Nos | OEM |  | BELT
1044 | LCCE26572 | CG 11 KW 3 PH TEFC-SQCAGE INDUCTION MOTOR 6 POLE FOOT MOUNTED-IE2 |  | Nos | CG |  | MOTOR
1045 | LAHC24149 | HRW 900 - Enthalpy Wheel |  | Nos | OEM |  | HEAT RECOVERY WHEEL
1046 | LAHC15535 | FAN FLEXIBLE 200 |  | Nos | OEM |  | ANTI-VIBRATIONS
1047 | LAHC14384 | ALUMINIUM FILTER FRAME 610 X 508 MM-Sun Filters |  | Nos | SUN FILTRATION |  | FILTER
1048 | LCCC12780 | 800x3B |  | Nos | OEM | PULLEY | PULLEYS/BEARINGS
1049 | LCCC13471 | BELT B-87 |  | Nos | OEM |  | BELT
1050 | LCCE26332 | ABB 11 KW 3 PH TEFC-SQCAGE INDUCTION MOTOR 6 POLE FOOT MOUNTED-IE1 |  | Nos | ABB |  | MOTOR
1051 | LCCE26900 | BHARATH BIJILEE 75 KW 3 PH TEFC-SQCAGE INDUCTION MOTOR 2 POLE FOOT MOUNTED-IE1 |  | Nos | BHARATH BIJILEE |  | MOTOR
1052 | LCCE27006 | BHARATH BIJILEE 1.5 KW 3 PH TEFC-SQCAGE INDUCTION MOTOR 2 POLE FOOT MOUNTED-IE3 |  | Nos | BHARATH BIJILEE |  | MOTOR
1053 | LAHC11139 | ADA 400 TM KRUGER MAKE |  | Nos | KRUGER |  | FAN
1054 | LAHC15536 | FAN FLEXIBLE 225 |  | Nos | OEM |  | ANTI-VIBRATIONS
1055 | LCCE27013 | BHARATH BIJILEE 15 KW 3 PH TEFC-SQCAGE INDUCTION MOTOR 2 POLE FOOT MOUNTED-IE3 |  | Nos | BHARATH BIJILEE |  | MOTOR
1056 | LCCE26806 | SIEMENS 1.5 KW 3 PH TEFC-SQCAGE INDUCTION MOTOR 6 POLE FOOT MOUNTED-IE3 |  | Nos | SIEMENS |  | MOTOR
1057 | LCCC12781 | TAPERLOCK BUSH MODEL 1108 DIA 18 |  | Nos | OEM | TAPPER LOCK | PULLEYS/BEARINGS
1058 | LCCM47003 | Hole saw cutter 3/4 inch |  | Nos | OEM |  | Hand Tools
1059 | LCCC13472 | BELT B-88 |  | Nos | OEM |  | BELT
1060 | LAHC24150 | HRW 1000 - Enthalpy Wheel |  | Nos | OEM |  | HEAT RECOVERY WHEEL
1061 | LAHM48608 | AHU QC |  | Nos | OEM |  | NAME PLATE/STICKER/LABELS
1062 | LCCH30208 | NUT M12 GI |  | Nos | OEM |  | FASTENERS
1063 | LCCE26699 | SIEMENS 55 KW 3 PH TEFC-SQCAGE INDUCTION MOTOR 6 POLE FOOT MOUNTED-IE1 |  | Nos | SIEMENS |  | MOTOR
1064 | LAHC24151 | HRW 1100 - Enthalpy Wheel |  | Nos | OEM |  | HEAT RECOVERY WHEEL
1065 | LAHC11140 | ADA 450 TM KRUGER MAKE |  | Nos | KRUGER |  | FAN
1066 | LAHC24152 | HRW 1200 - Enthalpy Wheel |  | Nos | OEM |  | HEAT RECOVERY WHEEL
1067 | LCCE26940 | BHARATH BIJILEE 75 KW 3 PH TEFC-SQCAGE INDUCTION MOTOR 6 POLE FOOT MOUNTED-IE2 |  | Nos | BHARATH BIJILEE |  | MOTOR
1068 | LAHC11141 | ADA 500 TM KRUGER MAKE |  | Nos | KRUGER |  | FAN
1069 | LCCC13473 | BELT B-89 |  | Nos | OEM |  | BELT
1070 | LCCE26691 | SIEMENS 9.3 KW 3 PH TEFC-SQCAGE INDUCTION MOTOR 6 POLE FOOT MOUNTED-IE1 |  | Nos | SIEMENS |  | MOTOR
1071 | LAHC14385 | ALUMINIUM FILTER FRAME 610 X 305 MM-Sun Filters |  | Nos | SUN FILTRATION |  | FILTER
1072 | LCCH30209 | M6 NUT INSERT(YELLOW PASSIVATED) |  | Nos | OEM |  | FASTENERS
1073 | LAHC14386 | ALUMINIUM FILTER FRAME 508 X 305 MM-Sun Filters |  | Nos | SUN FILTRATION |  | FILTER
1074 | LCCE26453 | ABB 15 KW 3 PH TEFC-SQCAGE INDUCTION MOTOR 6 POLE FOOT MOUNTED-IE3 |  | Nos | ABB |  | MOTOR
1075 | LCCE26363 | ABB 0.55 KW 3 PH TEFC-SQCAGE INDUCTION MOTOR 4 POLE FOOT MOUNTED-IE2 |  | Nos | ABB |  | MOTOR
1076 | LCCE26308 | ABB 3.7 KW 3 PH TEFC-SQCAGE INDUCTION MOTOR 4 POLE FOOT MOUNTED-IE1 |  | Nos | ABB |  | MOTOR
1077 | LCCE26448 | ABB 3.7 KW 3 PH TEFC-SQCAGE INDUCTION MOTOR 6 POLE FOOT MOUNTED-IE3 |  | Nos | ABB |  | MOTOR
1078 | LAHC14387 | ALUMINIUM FILTER FRAME 305 X 305 MM-Sun Filters |  | Nos | SUN FILTRATION |  | FILTER
1079 | LCCE25953 | CABLE TIE 250 mm |  | Nos | OEM |  | ELECTRICAL
1080 | LCCC13474 | BELT B-90 |  | Nos | OEM |  | BELT
1081 | LAHC14388 | PRE FILTER EU3 GRADE - 595 MM (W) x 595 MM (H) x 48MM (D)-Sun Filters |  | Nos | SUN FILTRATION |  | FILTER
1082 | LCCE26330 | ABB 7.5 KW 3 PH TEFC-SQCAGE INDUCTION MOTOR 6 POLE FOOT MOUNTED-IE1 |  | Nos | ABB |  | MOTOR
1083 | LCCE26673 | SIEMENS 15 KW 3 PH TEFC-SQCAGE INDUCTION MOTOR 4 POLE FOOT MOUNTED-IE1 |  | Nos | SIEMENS |  | MOTOR
1084 | LAHC14389 | PRE FILTER EU3 GRADE - 290 MM (W) x 595 MM (H) x 48MM (D)-Sun Filters |  | Nos | SUN FILTRATION |  | FILTER
1085 | LCCE26412 | ABB 11 KW 3 PH TEFC-SQCAGE INDUCTION MOTOR 2 POLE FOOT MOUNTED-IE2 |  | Nos | ABB |  | MOTOR
1086 | LCCE26669 | SIEMENS 5.5 KW 3 PH TEFC-SQCAGE INDUCTION MOTOR 4 POLE FOOT MOUNTED-IE1 |  | Nos | SIEMENS |  | MOTOR
1087 | LAHC14390 | PRE FILTER EU3 GRADE - 595 MM (W) x 219 MM (H) x 48MM (D)-Sun Filters |  | Nos | SUN FILTRATION |  | FILTER
1088 | LCCC12782 | TAPERLOCK BUSH MODEL 1108 DIA 19 |  | Nos | OEM | TAPPER LOCK | PULLEYS/BEARINGS
1089 | LCCH30210 | M8 NUT INSERT(YELLOW PASSIVATED) |  | Nos | OEM |  | FASTENERS
1090 | LCCE26378 | ABB 45 KW 3 PH TEFC-SQCAGE INDUCTION MOTOR 4 POLE FOOT MOUNTED-IE2 |  | Nos | ABB |  | MOTOR
1091 | LCCH30211 | M10 NUT INSERT(YELLOW PASSIVATED) |  | Nos | OEM |  | FASTENERS
1092 | LCCC13475 | BELT B-91 |  | Nos | OEM |  | BELT
1093 | LCCC13476 | BELT B-92 |  | Nos | OEM |  | BELT
1094 | LCCC13477 | BELT B-93 |  | Nos | OEM |  | BELT
1095 | LCCE26499 | CG 55 KW 3 PH TEFC-SQCAGE INDUCTION MOTOR 4 POLE FOOT MOUNTED-IE1 |  | Nos | CG |  | MOTOR
1096 | LCCM48531 | Strech Film |  | Kgs | OEM |  | PACKING
1097 | LCCE26758 | SIEMENS 45 KW 3 PH TEFC-SQCAGE INDUCTION MOTOR 6 POLE FOOT MOUNTED-IE2 |  | Nos | SIEMENS |  | MOTOR
1098 | LCCE27015 | BHARATH BIJILEE 22 KW 3 PH TEFC-SQCAGE INDUCTION MOTOR 2 POLE FOOT MOUNTED-IE3 |  | Nos | BHARATH BIJILEE |  | MOTOR
1099 | LCCE26400 | ABB 75 KW 3 PH TEFC-SQCAGE INDUCTION MOTOR 6 POLE FOOT MOUNTED-IE2 |  | Nos | ABB |  | MOTOR
1100 | LAHC11142 | ADA 560 TM KRUGER MAKE |  | Nos | KRUGER |  | FAN
1101 | LCCC13478 | BELT B-94 |  | Nos | OEM |  | BELT
1102 | LCCE26711 | SIEMENS 9.3 KW 3 PH TEFC-SQCAGE INDUCTION MOTOR 2 POLE FOOT MOUNTED-IE1 |  | Nos | SIEMENS |  | MOTOR
1103 | LCCC13479 | BELT B-95 |  | Nos | OEM |  | BELT
1104 | LCCE26835 | SIEMENS 22 KW 3 PH TEFC-SQCAGE INDUCTION MOTOR 2 POLE FOOT MOUNTED-IE3 |  | Nos | SIEMENS |  | MOTOR
1105 | LCCC12783 | TAPERLOCK BUSH MODEL 1108 DIA 20 |  | Nos | OEM | TAPPER LOCK | PULLEYS/BEARINGS
1106 | LCCM47009 | Hole saw cutter 3 inch |  | Nos | OEM |  | Hand Tools
1107 | LCCC12784 | TAPERLOCK BUSH MODEL 1108 DIA 22 |  | Nos | OEM | TAPPER LOCK | PULLEYS/BEARINGS
1108 | LAHC24153 | HRW 1300 - Enthalpy Wheel |  | Nos | OEM |  | HEAT RECOVERY WHEEL
1109 | LAHC14391 | PRE FILTER EU3 GRADE - 494 MM (W) x 595 MM (H) x 48MM (D)-Sun Filters |  | Nos | SUN FILTRATION |  | FILTER
1110 | LCCC13480 | BELT B-96 |  | Nos | OEM |  | BELT
1111 | LCCC12785 | TAPERLOCK BUSH MODEL 1108 DIA 24 |  | Nos | OEM | TAPPER LOCK | PULLEYS/BEARINGS
1112 | LAHC14392 | PRE FILTER EU3 GRADE - 595 MM (W) x 494 MM (H) x 48MM (D)-Sun Filters |  | Nos | SUN FILTRATION |  | FILTER
1113 | LCCC12786 | TAPERLOCK BUSH MODEL 1108 DIA 25 |  | Nos | OEM | TAPPER LOCK | PULLEYS/BEARINGS
1114 | LCCE25665 | ELECTRICAL WIRE 4 CORE / 2 SQ MM |  | Nos | OEM |  | ELECTRICAL
1115 | LCCE26915 | BHARATH BIJILEE 22 KW 3 PH TEFC-SQCAGE INDUCTION MOTOR 4 POLE FOOT MOUNTED-IE2 |  | Nos | BHARATH BIJILEE |  | MOTOR
1116 | LCCE25652 | ELECTRICAL WIRE 1 CORE / 1.5 SQ MM |  | Nos | OEM |  | ELECTRICAL
1117 | LAHC11143 | ADA 630 TM KRUGER MAKE |  | Nos | KRUGER |  | FAN
1118 | LCCE26573 | CG 15 KW 3 PH TEFC-SQCAGE INDUCTION MOTOR 6 POLE FOOT MOUNTED-IE2 |  | Nos | CG |  | MOTOR
1119 | LCCE26897 | BHARATH BIJILEE 37 KW 3 PH TEFC-SQCAGE INDUCTION MOTOR 2 POLE FOOT MOUNTED-IE1 |  | Nos | BHARATH BIJILEE |  | MOTOR
1120 | LCCC12787 | TAPERLOCK BUSH MODEL 1108 DIA 28 |  | Nos | OEM | TAPPER LOCK | PULLEYS/BEARINGS
1121 | LCCC13481 | BELT B-97 |  | Nos | OEM |  | BELT
1122 | LCCC13482 | BELT B-98 |  | Nos | OEM |  | BELT
1123 | LCCC13483 | BELT B-100 |  | Nos | OEM |  | BELT
1124 | LAHC11144 | ADA 710 TM KRUGER MAKE |  | Nos | KRUGER |  | FAN
1125 | LAHC15537 | FAN FLEXIBLE 250 |  | Nos | OEM |  | ANTI-VIBRATIONS
1126 | LCCC12788 | TAPERLOCK BUSH MODEL 1610 DIA 18 |  | Nos | OEM | TAPPER LOCK | PULLEYS/BEARINGS
1127 | LAHC11145 | ADA 800 TM KRUGER MAKE |  | Nos | KRUGER |  | FAN
1128 | LCCE26722 | SIEMENS 0.37 KW 3 PH TEFC-SQCAGE INDUCTION MOTOR 4 POLE FOOT MOUNTED-IE2 |  | Nos | SIEMENS |  | MOTOR
1129 | LCCE26808 | SIEMENS 3.7 KW 3 PH TEFC-SQCAGE INDUCTION MOTOR 6 POLE FOOT MOUNTED-IE3 |  | Nos | SIEMENS |  | MOTOR
1130 | LAHC11146 | ADA 900 TM KRUGER MAKE |  | Nos | KRUGER |  | FAN
1131 | LAHC24154 | HRW 1400 - Enthalpy Wheel |  | Nos | OEM |  | HEAT RECOVERY WHEEL
1132 | LCCC13484 | BELT B-102 |  | Nos | OEM |  | BELT
1133 | LAHC11147 | ADA 1000 TM KRUGER MAKE |  | Nos | KRUGER |  | FAN
1134 | LAHC14393 | PRE FILTER EU4 GRADE - 595 MM (W) x 595 MM (H) x 48MM (D)-Sun Filters |  | Nos | SUN FILTRATION |  | FILTER
1135 | LAHC11148 | ADA 1120 TM KRUGER MAKE |  | Nos | KRUGER |  | FAN
1136 | LCCE26863 | BHARATH BIJILEE 0.55 KW 3 PH TEFC-SQCAGE INDUCTION MOTOR 6 POLE FOOT MOUNTED-IE1 |  | Nos | BHARATH BIJILEE |  | MOTOR
1137 | LAHC11149 | ADA 1250 TM KRUGER MAKE |  | Nos | KRUGER |  | FAN
1138 | LCCE26680 | SIEMENS 75 KW 3 PH TEFC-SQCAGE INDUCTION MOTOR 4 POLE FOOT MOUNTED-IE1 |  | Nos | SIEMENS |  | MOTOR
1139 | LCCE26822 | SIEMENS 0.37 KW 3 PH TEFC-SQCAGE INDUCTION MOTOR 2 POLE FOOT MOUNTED-IE3 |  | Nos | SIEMENS |  | MOTOR
1140 | LCCC12789 | TAPERLOCK BUSH MODEL 1610 DIA 19 |  | Nos | OEM | TAPPER LOCK | PULLEYS/BEARINGS
1141 | LCCE26684 | SIEMENS 0.75 KW 3 PH TEFC-SQCAGE INDUCTION MOTOR 6 POLE FOOT MOUNTED-IE1 |  | Nos | SIEMENS |  | MOTOR
1142 | LCCE26713 | SIEMENS 15 KW 3 PH TEFC-SQCAGE INDUCTION MOTOR 2 POLE FOOT MOUNTED-IE1 |  | Nos | SIEMENS |  | MOTOR
1143 | LCCE26321 | ABB 0.25 KW 3 PH TEFC-SQCAGE INDUCTION MOTOR 6 POLE FOOT MOUNTED-IE1 |  | Nos | ABB |  | MOTOR
1144 | LCCC13485 | BELT B-105 |  | Nos | OEM |  | BELT
1145 | LAHC14394 | PRE FILTER EU4 GRADE - 290 MM (W) x 595 MM (H) x 48MM (D)-Sun Filters |  | Nos | SUN FILTRATION |  | FILTER
1146 | LCCC13486 | BELT B-108 |  | Nos | OEM |  | BELT
1147 | LCCC13487 | BELT B-110 |  | Nos | OEM |  | BELT
1148 | LAHC11150 | ADA 1400 TM KRUGER MAKE |  | Nos | KRUGER |  | FAN
1149 | LAHC11151 | AT 7/7 S NICOTRA MAKE |  | Nos | NICOTRA |  | FAN
1150 | LAHC24155 | HRW 1500 - Enthalpy Wheel |  | Nos | OEM |  | HEAT RECOVERY WHEEL
1151 | LCCH30212 | M6 HEXSERT(YELLOW PASSIVATED) |  | Nos | OEM |  | FASTENERS
1152 | LCCC12790 | TAPERLOCK BUSH MODEL 1610 DIA 20 |  | Nos | OEM | TAPPER LOCK | PULLEYS/BEARINGS
1153 | LAHC24663 | RUBBER BOOT 3 1/2 inch 25mm DEPTH |  | Nos | OEM |  | Rubber
1154 | LCCH30213 | M8 HEXSERT(YELLOW PASSIVATED) |  | Nos | OEM |  | FASTENERS
1155 | LAHC14395 | PRE FILTER EU4 GRADE - 595 MM (W) x 219 MM (H) x 48MM (D)-Sun Filters |  | Nos | SUN FILTRATION |  | FILTER
1156 | LCCC12791 | TAPERLOCK BUSH MODEL 1610 DIA 22 |  | Nos | OEM | TAPPER LOCK | PULLEYS/BEARINGS
1157 | LAHC14396 | PRE FILTER EU4 GRADE - 494 MM (W) x 595 MM (H) x 48MM (D)-Sun Filters |  | Nos | SUN FILTRATION |  | FILTER
1158 | LAHC24655 | RUBBER BOOT 1 1/2 inch 25mm DEPTH |  | Nos | OEM |  | Rubber
1159 | LAHC14397 | PRE FILTER EU4 GRADE - 595 MM (W) x 494 MM (H) x 48MM (D)-Sun Filters |  | Nos | SUN FILTRATION |  | FILTER
1160 | LAHC14398 | PRE FILTER EU3 GRADE - 440 MM (W) x 345 MM (H) x 25MM (D)-Sun Filters |  | Nos | SUN FILTRATION |  | FILTER
1161 | LCCR07514 | GI sheet 2.5mm THK 180 GSM | 2.5 | Kgs | OEM |  | G.I / COATED SHEETS
1162 | LCCC13488 | BELT B-112 |  | Nos | OEM |  | BELT
1163 | LCCE26749 | SIEMENS 5.5 KW 3 PH TEFC-SQCAGE INDUCTION MOTOR 6 POLE FOOT MOUNTED-IE2 |  | Nos | SIEMENS |  | MOTOR
1164 | LCCE25955 | CABLE TIE 200 mm |  | Nos | OEM |  | ELECTRICAL
1165 | LCCE26971 | BHARATH BIJILEE 9.3 KW 3 PH TEFC-SQCAGE INDUCTION MOTOR 4 POLE FOOT MOUNTED-IE3 |  | Nos | BHARATH BIJILEE |  | MOTOR
1166 | LAHC11152 | AT 8/8 S NICOTRA MAKE |  | Nos | NICOTRA |  | FAN
1167 | LAHC11153 | AT 9/7 S NICOTRA MAKE |  | Nos | NICOTRA |  | FAN
1168 | LCCE26681 | SIEMENS 0.25 KW 3 PH TEFC-SQCAGE INDUCTION MOTOR 6 POLE FOOT MOUNTED-IE1 |  | Nos | SIEMENS |  | MOTOR
1169 | LCCC13489 | BELT B-115 |  | Nos | OEM |  | BELT
1170 | LCCE26750 | SIEMENS 7.5 KW 3 PH TEFC-SQCAGE INDUCTION MOTOR 6 POLE FOOT MOUNTED-IE2 |  | Nos | SIEMENS |  | MOTOR
1171 | LCCE26883 | BHARATH BIJILEE 0.55 KW 3 PH TEFC-SQCAGE INDUCTION MOTOR 2 POLE FOOT MOUNTED-IE1 |  | Nos | BHARATH BIJILEE |  | MOTOR
1172 | LCCE26655 | CG 22 KW 3 PH TEFC-SQCAGE INDUCTION MOTOR 2 POLE FOOT MOUNTED-IE3 |  | Nos | CG |  | MOTOR
1173 | LCCC13490 | BELT B-116 |  | Nos | OEM |  | BELT
1174 | LCCC13491 | BELT B-118 |  | Nos | OEM |  | BELT
1175 | LCCC12792 | TAPERLOCK BUSH MODEL 1610 DIA 24 |  | Nos | OEM | TAPPER LOCK | PULLEYS/BEARINGS
1176 | LCCC12793 | TAPERLOCK BUSH MODEL 1610 DIA 25 |  | Nos | OEM | TAPPER LOCK | PULLEYS/BEARINGS
1177 | LCCH30214 | M10 HEXSERT(YELLOW PASSIVATED) |  | Nos | OEM |  | FASTENERS
1178 | LCCC13492 | BELT B-120 |  | Nos | OEM |  | BELT
1179 | LCCH30401 | M6 GI PLAIN WASHER |  | Nos | OEM |  | FASTENERS
1180 | LAHC15538 | FAN FLEXIBLE 280 |  | Nos | OEM |  | ANTI-VIBRATIONS
1181 | LCCC13493 | BELT B-122 |  | Nos | OEM |  | BELT
1182 | LCCE26645 | CG 1.1 KW 3 PH TEFC-SQCAGE INDUCTION MOTOR 2 POLE FOOT MOUNTED-IE3 |  | Nos | CG |  | MOTOR
1183 | LCCC12794 | TAPERLOCK BUSH MODEL 1610 DIA 28 |  | Nos | OEM | TAPPER LOCK | PULLEYS/BEARINGS
1184 | LAHC11154 | AT 9/9 S NICOTRA MAKE |  | Nos | NICOTRA |  | FAN
1185 | LCCE26762 | SIEMENS 0.37 KW 3 PH TEFC-SQCAGE INDUCTION MOTOR 2 POLE FOOT MOUNTED-IE2 |  | Nos | SIEMENS |  | MOTOR
1186 | LAHC11155 | AT 10/8 S NICOTRA MAKE |  | Nos | NICOTRA |  | FAN
1187 | LCCE26585 | CG 1.1 KW 3 PH TEFC-SQCAGE INDUCTION MOTOR 2 POLE FOOT MOUNTED-IE2 |  | Nos | CG |  | MOTOR
1188 | LAHC11156 | AT 10/10 S NICOTRA MAKE |  | Nos | NICOTRA |  | FAN
1189 | LCCE26462 | ABB 0.37 KW 3 PH TEFC-SQCAGE INDUCTION MOTOR 2 POLE FOOT MOUNTED-IE3 |  | Nos | ABB |  | MOTOR
1190 | LCCC12795 | TAPERLOCK BUSH MODEL 1610 DIA 30 |  | Nos | OEM | TAPPER LOCK | PULLEYS/BEARINGS
1191 | LCCE26674 | SIEMENS 18.5 KW 3 PH TEFC-SQCAGE INDUCTION MOTOR 4 POLE FOOT MOUNTED-IE1 |  | Nos | SIEMENS |  | MOTOR
1192 | LAHC24754 | 12mm THK POLYOLEFINâ€“ XPE â€“ INSULATION WITH ONE SIDE SELF ADHESIVE (Size : 1 m x 15m Rolls) |  | Nos | OEM |  | GASKET & INSULATION
1193 | LCCE26368 | ABB 3.7 KW 3 PH TEFC-SQCAGE INDUCTION MOTOR 4 POLE FOOT MOUNTED-IE2 |  | Nos | ABB |  | MOTOR
1194 | LCCE26785 | SIEMENS 1.1 KW 3 PH TEFC-SQCAGE INDUCTION MOTOR 4 POLE FOOT MOUNTED-IE3 |  | Nos | SIEMENS |  | MOTOR
1195 | LAHC11157 | AT 12/9 S NICOTRA MAKE |  | Nos | NICOTRA |  | FAN
1196 | LCCC13494 | BELT B-124 |  | Nos | OEM |  | BELT
1197 | LAHC11158 | AT 12/12 S NICOTRA MAKE |  | Nos | NICOTRA |  | FAN
1198 | LCCE26351 | ABB 9.3 KW 3 PH TEFC-SQCAGE INDUCTION MOTOR 2 POLE FOOT MOUNTED-IE1 |  | Nos | ABB |  | MOTOR
1199 | LCCE26375 | ABB 22 KW 3 PH TEFC-SQCAGE INDUCTION MOTOR 4 POLE FOOT MOUNTED-IE2 |  | Nos | ABB |  | MOTOR
1200 | LCCC12796 | TAPERLOCK BUSH MODEL 1610 DIA 32 |  | Nos | OEM | TAPPER LOCK | PULLEYS/BEARINGS
1201 | LCCE26324 | ABB 0.75 KW 3 PH TEFC-SQCAGE INDUCTION MOTOR 6 POLE FOOT MOUNTED-IE1 |  | Nos | ABB |  | MOTOR
1202 | LCCE26774 | SIEMENS 18.5 KW 3 PH TEFC-SQCAGE INDUCTION MOTOR 2 POLE FOOT MOUNTED-IE2 |  | Nos | SIEMENS |  | MOTOR
1203 | LCCC12797 | TAPERLOCK BUSH MODEL 1610 DIA 35 |  | Nos | OEM | TAPPER LOCK | PULLEYS/BEARINGS
1204 | LCCC13495 | BELT B-128 |  | Nos | OEM |  | BELT
1205 | LCCE26935 | BHARATH BIJILEE 22 KW 3 PH TEFC-SQCAGE INDUCTION MOTOR 6 POLE FOOT MOUNTED-IE2 |  | Nos | BHARATH BIJILEE |  | MOTOR
1206 | LCCE26740 | SIEMENS 75 KW 3 PH TEFC-SQCAGE INDUCTION MOTOR 4 POLE FOOT MOUNTED-IE2 |  | Nos | SIEMENS |  | MOTOR
1207 | LCCE26369 | ABB 5.5 KW 3 PH TEFC-SQCAGE INDUCTION MOTOR 4 POLE FOOT MOUNTED-IE2 |  | Nos | ABB |  | MOTOR
1208 | LCCE26604 | CG 0.75 KW 3 PH TEFC-SQCAGE INDUCTION MOTOR 4 POLE FOOT MOUNTED-IE3 |  | Nos | CG |  | MOTOR
1209 | LCCE26657 | CG 37 KW 3 PH TEFC-SQCAGE INDUCTION MOTOR 2 POLE FOOT MOUNTED-IE3 |  | Nos | CG |  | MOTOR
1210 | LCCH30402 | M8 GI PLAIN WASHER |  | Nos | OEM |  | FASTENERS
1211 | LCCR07519 | GI sheet 1.6mm THK 275 GSM | 1.6 | Kgs | OEM |  | G.I / COATED SHEETS
1212 | LCCE26422 | ABB 0.37 KW 3 PH TEFC-SQCAGE INDUCTION MOTOR 4 POLE FOOT MOUNTED-IE3 |  | Nos | ABB |  | MOTOR
1213 | LAHC15539 | FAN FLEXIBLE 315 |  | Nos | OEM |  | ANTI-VIBRATIONS
1214 | LCCC13496 | BELT B-130 |  | Nos | OEM |  | BELT
1215 | LCCE26743 | SIEMENS 0.55 KW 3 PH TEFC-SQCAGE INDUCTION MOTOR 6 POLE FOOT MOUNTED-IE2 |  | Nos | SIEMENS |  | MOTOR
1216 | LCCC13497 | BELT B-134 |  | Nos | OEM |  | BELT
1217 | LAHC11159 | AT 15/11 S NICOTRA MAKE |  | Nos | NICOTRA |  | FAN
1218 | LCCE26520 | CG 75 KW 3 PH TEFC-SQCAGE INDUCTION MOTOR 6 POLE FOOT MOUNTED-IE1 |  | Nos | CG |  | MOTOR
1219 | LAHC14399 | PRE FILTER EU3 GRADE - 440 MM (W) x 445 MM (H) x 25MM (D)-Sun Filters |  | Nos | SUN FILTRATION |  | FILTER
1220 | LCCC13498 | BELT B-136 |  | Nos | OEM |  | BELT
1221 | LCCC13499 | BELT B-140 |  | Nos | OEM |  | BELT
1222 | LCCC12798 | TAPERLOCK BUSH MODEL 1610 DIA 38 |  | Nos | OEM | TAPPER LOCK | PULLEYS/BEARINGS
1223 | LCCE26620 | CG 75 KW 3 PH TEFC-SQCAGE INDUCTION MOTOR 4 POLE FOOT MOUNTED-IE3 |  | Nos | CG |  | MOTOR
1224 | LCCC12799 | TAPERLOCK BUSH MODEL 1610 DIA 40 |  | Nos | OEM | TAPPER LOCK | PULLEYS/BEARINGS
1225 | LAHC11160 | AT 15/15 S NICOTRA MAKE |  | Nos | NICOTRA |  | FAN
1226 | LCCC12800 | TAPERLOCK BUSH MODEL 2012 DIA 18 |  | Nos | OEM | TAPPER LOCK | PULLEYS/BEARINGS
1227 | LAHC24156 | HRW 1600 - Enthalpy Wheel |  | Nos | OEM |  | HEAT RECOVERY WHEEL
1228 | LAHC11161 | AT 18/13 S NICOTRA MAKE |  | Nos | NICOTRA |  | FAN
1229 | LCCE26761 | SIEMENS 0.25 KW 3 PH TEFC-SQCAGE INDUCTION MOTOR 2 POLE FOOT MOUNTED-IE2 |  | Nos | SIEMENS |  | MOTOR
1230 | LCCC12801 | TAPERLOCK BUSH MODEL 2012 DIA 19 |  | Nos | OEM | TAPPER LOCK | PULLEYS/BEARINGS
1231 | LCCE26451 | ABB 9.3 KW 3 PH TEFC-SQCAGE INDUCTION MOTOR 6 POLE FOOT MOUNTED-IE3 |  | Nos | ABB |  | MOTOR
1232 | LCCE26773 | SIEMENS 15 KW 3 PH TEFC-SQCAGE INDUCTION MOTOR 2 POLE FOOT MOUNTED-IE2 |  | Nos | SIEMENS |  | MOTOR
1233 | LCCC12802 | TAPERLOCK BUSH MODEL 2012 DIA 20 |  | Nos | OEM | TAPPER LOCK | PULLEYS/BEARINGS
1234 | LCCC13500 | BELT B-142 |  | Nos | OEM |  | BELT
1235 | LCCC13501 | BELT B-144 |  | Nos | OEM |  | BELT
1236 | LCCE26302 | ABB 0.37 KW 3 PH TEFC-SQCAGE INDUCTION MOTOR 4 POLE FOOT MOUNTED-IE1 |  | Nos | ABB |  | MOTOR
1237 | LCCE26898 | BHARATH BIJILEE 45 KW 3 PH TEFC-SQCAGE INDUCTION MOTOR 2 POLE FOOT MOUNTED-IE1 |  | Nos | BHARATH BIJILEE |  | MOTOR
1238 | LCCC12803 | TAPERLOCK BUSH MODEL 2012 DIA 22 |  | Nos | OEM | TAPPER LOCK | PULLEYS/BEARINGS
1239 | LAHC23901 | ALUMINIUM SECTION JOINT |  | Nos | OEM |  | ALUMINIUM PARTS
1240 | LCCE26686 | SIEMENS 1.5 KW 3 PH TEFC-SQCAGE INDUCTION MOTOR 6 POLE FOOT MOUNTED-IE1 |  | Nos | SIEMENS |  | MOTOR
1241 | LAHC11162 | AT 18/18 S NICOTRA MAKE |  | Nos | NICOTRA |  | FAN
1242 | LCCC12804 | TAPERLOCK BUSH MODEL 2012 DIA 24 |  | Nos | OEM | TAPPER LOCK | PULLEYS/BEARINGS
1243 | LCCC13502 | BELT B-146 |  | Nos | OEM |  | BELT
1244 | LAHC14400 | PRE FILTER EU3 GRADE - 440 MM (W) x 395 MM (H) x 25MM (D)-Sun Filters |  | Nos | SUN FILTRATION |  | FILTER
1245 | LAHC24157 | HRW 1700 - Enthalpy Wheel |  | Nos | OEM |  | HEAT RECOVERY WHEEL
1246 | LAHC11163 | AT 7/7 G2L-CW 90 NICOTRA MAKE |  | Nos | NICOTRA |  | FAN
1247 | LAHC14401 | PRE FILTER EU3 GRADE - 440 MM (W) x 480 MM (H) x 25MM (D)-Sun Filters |  | Nos | SUN FILTRATION |  | FILTER
1248 | LAHC14402 | PRE FILTER EU3 GRADE - 440 MM (W) x 545 MM (H) x 25MM (D)-Sun Filters |  | Nos | SUN FILTRATION |  | FILTER
1249 | LCCE26461 | ABB 0.25 KW 3 PH TEFC-SQCAGE INDUCTION MOTOR 2 POLE FOOT MOUNTED-IE3 |  | Nos | ABB |  | MOTOR
1250 | LCCE26327 | ABB 2.2 KW 3 PH TEFC-SQCAGE INDUCTION MOTOR 6 POLE FOOT MOUNTED-IE1 |  | Nos | ABB |  | MOTOR
1251 | LAHC11164 | AT 8/8 G2L-CW 90 NICOTRA MAKE |  | Nos | NICOTRA |  | FAN
1252 | LCCH30403 | M10 GI PLAIN WASHER |  | Nos | OEM |  | FASTENERS
1253 | LCCE26495 | CG 22 KW 3 PH TEFC-SQCAGE INDUCTION MOTOR 4 POLE FOOT MOUNTED-IE1 |  | Nos | CG |  | MOTOR
1254 | LAHC11165 | AT 9/7 G2L-CW 90 NICOTRA MAKE |  | Nos | NICOTRA |  | FAN
1255 | LCCE26725 | SIEMENS 1.1 KW 3 PH TEFC-SQCAGE INDUCTION MOTOR 4 POLE FOOT MOUNTED-IE2 |  | Nos | SIEMENS |  | MOTOR
1256 | LCCR06502 | MS SHEET 4mm THK |  | Kgs | OEM |  | MS SHEET
1257 | LCCC13503 | BELT B-148 |  | Nos | OEM |  | BELT
1258 | LCCE26561 | CG 0.25 KW 3 PH TEFC-SQCAGE INDUCTION MOTOR 6 POLE FOOT MOUNTED-IE2 |  | Nos | CG |  | MOTOR
1259 | LCCC13504 | BELT B-150 |  | Nos | OEM |  | BELT
1260 | LAHC11166 | AT 9/9 G2L-CW 90 NICOTRA MAKE |  | Nos | NICOTRA |  | FAN
1261 | LCCE26600 | CG 75 KW 3 PH TEFC-SQCAGE INDUCTION MOTOR 2 POLE FOOT MOUNTED-IE2 |  | Nos | CG |  | MOTOR
1262 | LAHC24755 | ROCKWOOL INSULATION 50MM THICK 65KG/M3 |  | Square Meters | OEM |  | GASKET & INSULATION
1263 | LCCE26804 | SIEMENS 0.75 KW 3 PH TEFC-SQCAGE INDUCTION MOTOR 6 POLE FOOT MOUNTED-IE3 |  | Nos | SIEMENS |  | MOTOR
1264 | LCCE26867 | BHARATH BIJILEE 2.2 KW 3 PH TEFC-SQCAGE INDUCTION MOTOR 6 POLE FOOT MOUNTED-IE1 |  | Nos | BHARATH BIJILEE |  | MOTOR
1265 | LCCE26899 | BHARATH BIJILEE 55 KW 3 PH TEFC-SQCAGE INDUCTION MOTOR 2 POLE FOOT MOUNTED-IE1 |  | Nos | BHARATH BIJILEE |  | MOTOR
1266 | LAHC11167 | AT 10/8 G2L-CW 90 NICOTRA MAKE |  | Nos | NICOTRA |  | FAN
1267 | LCCE26905 | BHARATH BIJILEE 1.1 KW 3 PH TEFC-SQCAGE INDUCTION MOTOR 4 POLE FOOT MOUNTED-IE2 |  | Nos | BHARATH BIJILEE |  | MOTOR
1268 | LAHC11168 | AT 10/10 G2L-CW 90 NICOTRA MAKE |  | Nos | NICOTRA |  | FAN
1269 | LCCE26315 | ABB 22 KW 3 PH TEFC-SQCAGE INDUCTION MOTOR 4 POLE FOOT MOUNTED-IE1 |  | Nos | ABB |  | MOTOR
1270 | LAHC15205 | 50mm NTBK - 3 Way Corner | 50-48 | Nos | OEM |  | PLASTIC PARTS
1271 | LCCE26939 | BHARATH BIJILEE 55 KW 3 PH TEFC-SQCAGE INDUCTION MOTOR 6 POLE FOOT MOUNTED-IE2 |  | Nos | BHARATH BIJILEE |  | MOTOR
1272 | LAHC24158 | HRW 1800 - Enthalpy Wheel |  | Nos | OEM |  | HEAT RECOVERY WHEEL
1273 | LCCE26346 | ABB 1.5 KW 3 PH TEFC-SQCAGE INDUCTION MOTOR 2 POLE FOOT MOUNTED-IE1 |  | Nos | ABB |  | MOTOR
1274 | LCCC13505 | BELT B-155 |  | Nos | OEM |  | BELT
1275 | LCCR07003 | SS SHEET 304 GRADE 1.2mm THK |  | Kgs | OEM |  | SS SHEETS
1276 | LCCE26485 | CG 1.1 KW 3 PH TEFC-SQCAGE INDUCTION MOTOR 4 POLE FOOT MOUNTED-IE1 |  | Nos | CG |  | MOTOR
1277 | LCCC12805 | TAPERLOCK BUSH MODEL 2012 DIA 25 |  | Nos | OEM | TAPPER LOCK | PULLEYS/BEARINGS
1278 | LCCE26563 | CG 0.55 KW 3 PH TEFC-SQCAGE INDUCTION MOTOR 6 POLE FOOT MOUNTED-IE2 |  | Nos | CG |  | MOTOR
1279 | LCCC13506 | BELT B-162 |  | Nos | OEM |  | BELT
1280 | LCCE26501 | CG 0.25 KW 3 PH TEFC-SQCAGE INDUCTION MOTOR 6 POLE FOOT MOUNTED-IE1 |  | Nos | CG |  | MOTOR
1281 | LCCE26609 | CG 5.5 KW 3 PH TEFC-SQCAGE INDUCTION MOTOR 4 POLE FOOT MOUNTED-IE3 |  | Nos | CG |  | MOTOR
1282 | LCCC13507 | BELT B-168 |  | Nos | OEM |  | BELT
1283 | LCCE26720 | SIEMENS 75 KW 3 PH TEFC-SQCAGE INDUCTION MOTOR 2 POLE FOOT MOUNTED-IE1 |  | Nos | SIEMENS |  | MOTOR
1284 | LAHC14403 | PRE FILTER EU3 GRADE - 500 MM (W) x 485 MM (H) x 25MM (D)-Sun Filters |  | Nos | SUN FILTRATION |  | FILTER
1285 | LCCC12806 | TAPERLOCK BUSH MODEL 2012 DIA 28 |  | Nos | OEM | TAPPER LOCK | PULLEYS/BEARINGS
1286 | LCCC13508 | BELT B-169 |  | Nos | OEM |  | BELT
1287 | LCCE26742 | SIEMENS 0.37 KW 3 PH TEFC-SQCAGE INDUCTION MOTOR 6 POLE FOOT MOUNTED-IE2 |  | Nos | SIEMENS |  | MOTOR
1288 | LCCC12807 | TAPERLOCK BUSH MODEL 2012 DIA 30 |  | Nos | OEM | TAPPER LOCK | PULLEYS/BEARINGS
1289 | LCCE26578 | CG 45 KW 3 PH TEFC-SQCAGE INDUCTION MOTOR 6 POLE FOOT MOUNTED-IE2 |  | Nos | CG |  | MOTOR
1290 | LAHM48602 | LOGO STICKER - SIZE 2 |  | Nos | OEM |  | NAME PLATE/STICKER/LABELS
1291 | LCCE26827 | SIEMENS 2.2 KW 3 PH TEFC-SQCAGE INDUCTION MOTOR 2 POLE FOOT MOUNTED-IE3 |  | Nos | SIEMENS |  | MOTOR
1292 | LCCE26879 | BHARATH BIJILEE 55 KW 3 PH TEFC-SQCAGE INDUCTION MOTOR 6 POLE FOOT MOUNTED-IE1 |  | Nos | BHARATH BIJILEE |  | MOTOR
1293 | LCCE26361 | ABB 0.25 KW 3 PH TEFC-SQCAGE INDUCTION MOTOR 4 POLE FOOT MOUNTED-IE2 |  | Nos | ABB |  | MOTOR
1294 | LCCC12808 | TAPERLOCK BUSH MODEL 2012 DIA 32 |  | Nos | OEM | TAPPER LOCK | PULLEYS/BEARINGS
1295 | LCCE26953 | BHARATH BIJILEE 15 KW 3 PH TEFC-SQCAGE INDUCTION MOTOR 2 POLE FOOT MOUNTED-IE2 |  | Nos | BHARATH BIJILEE |  | MOTOR
1296 | LCCE26610 | CG 7.5 KW 3 PH TEFC-SQCAGE INDUCTION MOTOR 4 POLE FOOT MOUNTED-IE3 |  | Nos | CG |  | MOTOR
1297 | LCCC13509 | BELT B-173 |  | Nos | OEM |  | BELT
1298 | LCCE26350 | ABB 7.5 KW 3 PH TEFC-SQCAGE INDUCTION MOTOR 2 POLE FOOT MOUNTED-IE1 |  | Nos | ABB |  | MOTOR
1299 | LCCE27012 | BHARATH BIJILEE 11 KW 3 PH TEFC-SQCAGE INDUCTION MOTOR 2 POLE FOOT MOUNTED-IE3 |  | Nos | BHARATH BIJILEE |  | MOTOR
1300 | LCCC13510 | BELT B-180 |  | Nos | OEM |  | BELT
1301 | LCCR07524 | PRECOATED GI SHEET 1.2mm THK RAL 9002 | 1.2 | Kgs | OEM |  | G.I / COATED SHEETS
1302 | LCCE26553 | CG 15 KW 3 PH TEFC-SQCAGE INDUCTION MOTOR 4 POLE FOOT MOUNTED-IE2 |  | Nos | CG |  | MOTOR
1303 | LCCC13511 | BELT B-190 |  | Nos | OEM |  | BELT
1304 | LCCR07521 | PRECOATED GI SHEET 0.6mm THK RAL 9002 | 0.6 | Kgs | OEM |  | G.I / COATED SHEETS
1305 | LCCE26598 | CG 45 KW 3 PH TEFC-SQCAGE INDUCTION MOTOR 2 POLE FOOT MOUNTED-IE2 |  | Nos | CG |  | MOTOR
1306 | LCCE26845 | BHARATH BIJILEE 1.1 KW 3 PH TEFC-SQCAGE INDUCTION MOTOR 4 POLE FOOT MOUNTED-IE1 |  | Nos | BHARATH BIJILEE |  | MOTOR
1307 | LCCE25952 | CABLE TIE 150 mm |  | Nos | OEM |  | ELECTRICAL
1308 | LAHC14404 | PRE FILTER EU3 GRADE - 500 MM (W) x 470 MM (H) x 25MM (D)-Sun Filters |  | Nos | SUN FILTRATION |  | FILTER
1309 | LCCE26372 | ABB 11 KW 3 PH TEFC-SQCAGE INDUCTION MOTOR 4 POLE FOOT MOUNTED-IE2 |  | Nos | ABB |  | MOTOR
1310 | LCCE26934 | BHARATH BIJILEE 18.5 KW 3 PH TEFC-SQCAGE INDUCTION MOTOR 6 POLE FOOT MOUNTED-IE2 |  | Nos | BHARATH BIJILEE |  | MOTOR
1311 | LCCC13512 | BELT B-196 |  | Nos | OEM |  | BELT
1312 | LCCE26685 | SIEMENS 1.1 KW 3 PH TEFC-SQCAGE INDUCTION MOTOR 6 POLE FOOT MOUNTED-IE1 |  | Nos | SIEMENS |  | MOTOR
1313 | LCCC12809 | TAPERLOCK BUSH MODEL 2012 DIA 35 |  | Nos | OEM | TAPPER LOCK | PULLEYS/BEARINGS
1314 | LAHC14405 | PRE FILTER EU3 GRADE - 500 MM (W) x 520 MM (H) x 25MM (D)-Sun Filters |  | Nos | SUN FILTRATION |  | FILTER
1315 | LCCE26855 | BHARATH BIJILEE 22 KW 3 PH TEFC-SQCAGE INDUCTION MOTOR 4 POLE FOOT MOUNTED-IE1 |  | Nos | BHARATH BIJILEE |  | MOTOR
1316 | LAHC14406 | PRE FILTER EU3 GRADE - 580 MM (W) x 510 MM (H) x 25MM (D)-Sun Filters |  | Nos | SUN FILTRATION |  | FILTER
1317 | LCCE26476 | ABB 30 KW 3 PH TEFC-SQCAGE INDUCTION MOTOR 2 POLE FOOT MOUNTED-IE3 |  | Nos | ABB |  | MOTOR
1318 | LAHC11169 | AT 12/9 G2L-CW 90 NICOTRA MAKE |  | Nos | NICOTRA |  | FAN
1319 | LAHC11170 | AT 12/12 G2L-CW 90 NICOTRA MAKE |  | Nos | NICOTRA |  | FAN
1320 | LAHC15540 | FAN FLEXIBLE 355 |  | Nos | OEM |  | ANTI-VIBRATIONS
1321 | LAHC14407 | PRE FILTER EU3 GRADE - 580 MM (W) x 560 MM (H) x 25MM (D)-Sun Filters |  | Nos | SUN FILTRATION |  | FILTER
1322 | LAHM48615 | AHU BAG FILTER STICKER |  | Nos | OEM |  | NAME PLATE/STICKER/LABELS
1323 | LAHC23709 | ALUMINUM CORNER PROFILE - 50-48 MM SQUARE TBK | 50-48 | Meters | OEM |  | ALUMINIUM PROFILES
1324 | LCCC13513 | BELT SPA- 800 |  | Nos | OEM |  | BELT
1325 | LCCC13514 | BELT SPA- 825 |  | Nos | OEM |  | BELT
1326 | LCCC12810 | TAPERLOCK BUSH MODEL 2012 DIA 38 |  | Nos | OEM | TAPPER LOCK | PULLEYS/BEARINGS
1327 | LCCH30404 | M12 GI PLAIN WASHER |  | Nos | OEM |  | FASTENERS
1328 | LCCE26837 | SIEMENS 37 KW 3 PH TEFC-SQCAGE INDUCTION MOTOR 2 POLE FOOT MOUNTED-IE3 |  | Nos | SIEMENS |  | MOTOR
1329 | LCCE26466 | ABB 1.5 KW 3 PH TEFC-SQCAGE INDUCTION MOTOR 2 POLE FOOT MOUNTED-IE3 |  | Nos | ABB |  | MOTOR
1330 | LAHC24159 | HRW 1900 - Enthalpy Wheel |  | Nos | OEM |  | HEAT RECOVERY WHEEL
1331 | LCCE26794 | SIEMENS 18.5 KW 3 PH TEFC-SQCAGE INDUCTION MOTOR 4 POLE FOOT MOUNTED-IE3 |  | Nos | SIEMENS |  | MOTOR
1332 | LCCC13515 | BELT SPA- 850 |  | Nos | OEM |  | BELT
1333 | LAHC24160 | HRW 2000 - Enthalpy Wheel |  | Nos | OEM |  | HEAT RECOVERY WHEEL
1334 | LAHC11171 | AT 15/11 G2L-CW 90 NICOTRA MAKE |  | Nos | NICOTRA |  | FAN
1335 | LCCC12811 | TAPERLOCK BUSH MODEL 2012 DIA 40 |  | Nos | OEM | TAPPER LOCK | PULLEYS/BEARINGS
1336 | LCCC13516 | BELT SPA- 875 |  | Nos | OEM |  | BELT
1337 | LCCR07522 | PRECOATED GI SHEET 0.8mm THK RAL 9002 | 0.8 | Kgs | OEM |  | G.I / COATED SHEETS
1338 | LCCH30405 | M6 SS PLAIN WASHER |  | Nos | OEM |  | FASTENERS
1339 | LCCE26541 | CG 0.25 KW 3 PH TEFC-SQCAGE INDUCTION MOTOR 4 POLE FOOT MOUNTED-IE2 |  | Nos | CG |  | MOTOR
1340 | LCCC12812 | TAPERLOCK BUSH MODEL 2012 DIA 42 |  | Nos | OEM | TAPPER LOCK | PULLEYS/BEARINGS
1341 | LCCE26726 | SIEMENS 1.5 KW 3 PH TEFC-SQCAGE INDUCTION MOTOR 4 POLE FOOT MOUNTED-IE2 |  | Nos | SIEMENS |  | MOTOR
1342 | LCCE26753 | SIEMENS 15 KW 3 PH TEFC-SQCAGE INDUCTION MOTOR 6 POLE FOOT MOUNTED-IE2 |  | Nos | SIEMENS |  | MOTOR
1343 | LCCC13517 | BELT SPA- 900 |  | Nos | OEM |  | BELT
1344 | LCCC13518 | BELT SPA- 925 |  | Nos | OEM |  | BELT
1345 | LCCC13519 | BELT SPA- 950 |  | Nos | OEM |  | BELT
1346 | LAHC11172 | AT 15/15 G2L-CW 90 NICOTRA MAKE |  | Nos | NICOTRA |  | FAN
1347 | LCCC12813 | TAPERLOCK BUSH MODEL 2012 DIA 45 |  | Nos | OEM | TAPPER LOCK | PULLEYS/BEARINGS
1348 | LCCC13520 | BELT SPA- 975 |  | Nos | OEM |  | BELT
1349 | LCCC13521 | BELT SPA- 1000 |  | Nos | OEM |  | BELT
1350 | LCCC13522 | BELT SPA- 1030 |  | Nos | OEM |  | BELT
1351 | LCCH30406 | M8 SS PLAIN WASHER |  | Nos | OEM |  | FASTENERS
1352 | LCCC13523 | BELT SPA- 1060 |  | Nos | OEM |  | BELT
1353 | LCCE26697 | SIEMENS 37 KW 3 PH TEFC-SQCAGE INDUCTION MOTOR 6 POLE FOOT MOUNTED-IE1 |  | Nos | SIEMENS |  | MOTOR
1354 | LCCE26763 | SIEMENS 0.55 KW 3 PH TEFC-SQCAGE INDUCTION MOTOR 2 POLE FOOT MOUNTED-IE2 |  | Nos | SIEMENS |  | MOTOR
1355 | LCCE26947 | BHARATH BIJILEE 2.2 KW 3 PH TEFC-SQCAGE INDUCTION MOTOR 2 POLE FOOT MOUNTED-IE2 |  | Nos | BHARATH BIJILEE |  | MOTOR
1356 | LCCE26484 | CG 0.75 KW 3 PH TEFC-SQCAGE INDUCTION MOTOR 4 POLE FOOT MOUNTED-IE1 |  | Nos | CG |  | MOTOR
1357 | LAHC14408 | PRE FILTER EU3 GRADE - 580 MM (W) x 610 MM (H) x 25MM (D)-Sun Filters |  | Nos | SUN FILTRATION |  | FILTER
1358 | LAHC11173 | AT 18/13 G2L-CW 90 NICOTRA MAKE |  | Nos | NICOTRA |  | FAN
1359 | LCCE25657 | ELECTRICAL WIRE 2 CORE / 2 SQ MM |  | Nos | OEM |  | ELECTRICAL
1360 | LCCC13524 | BELT SPA- 1090 |  | Nos | OEM |  | BELT
1361 | LCCE26892 | BHARATH BIJILEE 11 KW 3 PH TEFC-SQCAGE INDUCTION MOTOR 2 POLE FOOT MOUNTED-IE1 |  | Nos | BHARATH BIJILEE |  | MOTOR
1362 | LAHC15541 | FAN FLEXIBLE 400 |  | Nos | OEM |  | ANTI-VIBRATIONS
1363 | LAHC15218 | PLASTIC HANDLE ASSEMBLY FOR 48MM THK PANEL |  | Nos | OEM |  | PLASTIC PARTS
1364 | LCCE26927 | BHARATH BIJILEE 2.2 KW 3 PH TEFC-SQCAGE INDUCTION MOTOR 6 POLE FOOT MOUNTED-IE2 |  | Nos | BHARATH BIJILEE |  | MOTOR
1365 | LAHC11174 | AT 18/18 G2L-CW 90 NICOTRA MAKE |  | Nos | NICOTRA |  | FAN
1366 | LCCC13525 | BELT SPA- 1120 |  | Nos | OEM |  | BELT
1367 | LCCC13526 | BELT SPA- 1150 |  | Nos | OEM |  | BELT
1368 | LAHC24161 | HRW 2130 - Enthalpy Wheel |  | Nos | OEM |  | HEAT RECOVERY WHEEL
1369 | LCCE26510 | CG 7.5 KW 3 PH TEFC-SQCAGE INDUCTION MOTOR 6 POLE FOOT MOUNTED-IE1 |  | Nos | CG |  | MOTOR
1370 | LCCE26528 | CG 3.7 KW 3 PH TEFC-SQCAGE INDUCTION MOTOR 2 POLE FOOT MOUNTED-IE1 |  | Nos | CG |  | MOTOR
1371 | LCCC12814 | TAPERLOCK BUSH MODEL 2012 DIA 48 |  | Nos | OEM | TAPPER LOCK | PULLEYS/BEARINGS
1372 | LCCC15402 | SX3 |  | Nos | OEM |  | MOTOR BASE
1373 | LAHC11175 | ADH 160 R NICOTRA MAKE |  | Nos | NICOTRA |  | FAN
1374 | LCCE26972 | BHARATH BIJILEE 11 KW 3 PH TEFC-SQCAGE INDUCTION MOTOR 4 POLE FOOT MOUNTED-IE3 |  | Nos | BHARATH BIJILEE |  | MOTOR
1375 | LCCE26455 | ABB 22 KW 3 PH TEFC-SQCAGE INDUCTION MOTOR 6 POLE FOOT MOUNTED-IE3 |  | Nos | ABB |  | MOTOR
1376 | LAHC14409 | BAG FILTER EU5 GRADE - 592 MM (W) x 592 MM (H) x 305MM (D)-Sun Filters |  | Nos | SUN FILTRATION |  | FILTER
1377 | LAHC11176 | ADH 180 R NICOTRA MAKE |  | Nos | NICOTRA |  | FAN
1378 | LCCC12815 | TAPERLOCK BUSH MODEL 2517 DIA 18 |  | Nos | OEM | TAPPER LOCK | PULLEYS/BEARINGS
1379 | LAHC15542 | FAN FLEXIBLE 450 |  | Nos | OEM |  | ANTI-VIBRATIONS
1380 | LCCC12816 | TAPERLOCK BUSH MODEL 2517 DIA 19 |  | Nos | OEM | TAPPER LOCK | PULLEYS/BEARINGS
1381 | LAHC11177 | ADH 225 R NICOTRA MAKE |  | Nos | NICOTRA |  | FAN
1382 | LCCC13527 | BELT SPA- 1180 |  | Nos | OEM |  | BELT
1383 | LCCC13528 | BELT SPA- 1220 |  | Nos | OEM |  | BELT
1384 | LCCH30407 | M10 SS PLAIN WASHER |  | Nos | OEM |  | FASTENERS
1385 | LAHC15219 | PLASTIC DOOR HINGE |  | Nos | OEM |  | PLASTIC PARTS
1386 | LCCH30408 | M12 SS PLAIN WASHER |  | Nos | OEM |  | FASTENERS
1387 | LCCE26560 | CG 75 KW 3 PH TEFC-SQCAGE INDUCTION MOTOR 4 POLE FOOT MOUNTED-IE2 |  | Nos | CG |  | MOTOR
1388 | LCCC12817 | TAPERLOCK BUSH MODEL 2517 DIA 20 |  | Nos | OEM | TAPPER LOCK | PULLEYS/BEARINGS
1389 | LCCH30409 | M6 GI SPRING WASHER |  | Nos | OEM |  | FASTENERS
1390 | LCCE26383 | ABB 0.55 KW 3 PH TEFC-SQCAGE INDUCTION MOTOR 6 POLE FOOT MOUNTED-IE2 |  | Nos | ABB |  | MOTOR
1391 | LCCC13529 | BELT SPA- 1250 |  | Nos | OEM |  | BELT
1392 | LCCC32004 | PVC GLAND 2 1/2 inch DIA |  | Nos | OEM |  | Gland
1393 | LCCE26517 | CG 37 KW 3 PH TEFC-SQCAGE INDUCTION MOTOR 6 POLE FOOT MOUNTED-IE1 |  | Nos | CG |  | MOTOR
1394 | LAHC24654 | RUBBER BOOT 1 inch 50mm DEPTH |  | Nos | OEM |  | Rubber
1395 | LCCC12818 | TAPERLOCK BUSH MODEL 2517 DIA 22 |  | Nos | OEM | TAPPER LOCK | PULLEYS/BEARINGS
1396 | LCCC13530 | BELT SPA- 1280 |  | Nos | OEM |  | BELT
1397 | LCCC13531 | BELT SPA- 1320 |  | Nos | OEM |  | BELT
1398 | LCCC12819 | TAPERLOCK BUSH MODEL 2517 DIA 24 |  | Nos | OEM | TAPPER LOCK | PULLEYS/BEARINGS
1399 | LCCC12820 | TAPERLOCK BUSH MODEL 2517 DIA 25 |  | Nos | OEM | TAPPER LOCK | PULLEYS/BEARINGS
1400 | LCCE26844 | BHARATH BIJILEE 0.75 KW 3 PH TEFC-SQCAGE INDUCTION MOTOR 4 POLE FOOT MOUNTED-IE1 |  | Nos | BHARATH BIJILEE |  | MOTOR
1401 | LCCC13532 | BELT SPA- 1360 |  | Nos | OEM |  | BELT
1402 | LAHC14410 | BAG FILTER EU5 GRADE - 287 MM (W) x 592 MM (H) x 305MM (D)-Sun Filters |  | Nos | SUN FILTRATION |  | FILTER
1403 | LCCH30410 | M8 GI SPRING WASHER |  | Nos | OEM |  | FASTENERS
1404 | LAHC11178 | ADH 250 R NICOTRA MAKE |  | Nos | NICOTRA |  | FAN
1405 | LCCE26914 | BHARATH BIJILEE 18.5 KW 3 PH TEFC-SQCAGE INDUCTION MOTOR 4 POLE FOOT MOUNTED-IE2 |  | Nos | BHARATH BIJILEE |  | MOTOR
1406 | LCCE26734 | SIEMENS 18.5 KW 3 PH TEFC-SQCAGE INDUCTION MOTOR 4 POLE FOOT MOUNTED-IE2 |  | Nos | SIEMENS |  | MOTOR
1407 | LAHC24162 | HRW 2200 - Enthalpy Wheel |  | Nos | OEM |  | HEAT RECOVERY WHEEL
1408 | LCCE26988 | BHARATH BIJILEE 3.7 KW 3 PH TEFC-SQCAGE INDUCTION MOTOR 6 POLE FOOT MOUNTED-IE3 |  | Nos | BHARATH BIJILEE |  | MOTOR
1409 | LCCC13533 | BELT SPA- 1400 |  | Nos | OEM |  | BELT
1410 | LCCE26858 | BHARATH BIJILEE 45 KW 3 PH TEFC-SQCAGE INDUCTION MOTOR 4 POLE FOOT MOUNTED-IE1 |  | Nos | BHARATH BIJILEE |  | MOTOR
1411 | LCCC13534 | BELT SPA- 1450 |  | Nos | OEM |  | BELT
1412 | LCCE26796 | SIEMENS 30 KW 3 PH TEFC-SQCAGE INDUCTION MOTOR 4 POLE FOOT MOUNTED-IE3 |  | Nos | SIEMENS |  | MOTOR
1413 | LCCE27017 | BHARATH BIJILEE 37 KW 3 PH TEFC-SQCAGE INDUCTION MOTOR 2 POLE FOOT MOUNTED-IE3 |  | Nos | BHARATH BIJILEE |  | MOTOR
1414 | LAHC23703 | ALUMINUM CORNER PROFILE - 30-25 MM SQUARE NTBK | 30-25 | Meters | OEM |  | ALUMINIUM PROFILES
1415 | LCCE26512 | CG 11 KW 3 PH TEFC-SQCAGE INDUCTION MOTOR 6 POLE FOOT MOUNTED-IE1 |  | Nos | CG |  | MOTOR
1416 | LCCE26358 | ABB 45 KW 3 PH TEFC-SQCAGE INDUCTION MOTOR 2 POLE FOOT MOUNTED-IE1 |  | Nos | ABB |  | MOTOR
1417 | LCCC13535 | BELT SPA- 1500 |  | Nos | OEM |  | BELT
1418 | LCCE26701 | SIEMENS 0.25 KW 3 PH TEFC-SQCAGE INDUCTION MOTOR 2 POLE FOOT MOUNTED-IE1 |  | Nos | SIEMENS |  | MOTOR
1419 | LCCH30411 | M10 GI SPRING WASHER |  | Nos | OEM |  | FASTENERS
1420 | LAHC14412 | BAG FILTER EU5 GRADE - 490 MM (W) x 592 MM (H) x 305MM (D)-Sun Filters |  | Nos | SUN FILTRATION |  | FILTER
1421 | LCCC12821 | TAPERLOCK BUSH MODEL 2517 DIA 28 |  | Nos | OEM | TAPPER LOCK | PULLEYS/BEARINGS
1422 | LCCC13536 | BELT SPA- 1550 |  | Nos | OEM |  | BELT
1423 | LCCC13537 | BELT SPA- 1600 |  | Nos | OEM |  | BELT
1424 | LAHC14413 | BAG FILTER EU5 GRADE - 592 MM (W) x 490 MM (H) x 305MM (D)-Sun Filters |  | Nos | SUN FILTRATION |  | FILTER
1425 | LCCE26397 | ABB 37 KW 3 PH TEFC-SQCAGE INDUCTION MOTOR 6 POLE FOOT MOUNTED-IE2 |  | Nos | ABB |  | MOTOR
1426 | LCCE26580 | CG 75 KW 3 PH TEFC-SQCAGE INDUCTION MOTOR 6 POLE FOOT MOUNTED-IE2 |  | Nos | CG |  | MOTOR
1427 | LAHC14414 | BAG FILTER EU6 GRADE - 592 MM (W) x 592 MM (H) x 635MM (D)-Sun Filters |  | Nos | SUN FILTRATION |  | FILTER
1428 | LAHC14415 | BAG FILTER EU6 GRADE - 287 MM (W) x 592 MM (H) x 635MM (D)-Sun Filters |  | Nos | SUN FILTRATION |  | FILTER
1429 | LCCE26506 | CG 1.5 KW 3 PH TEFC-SQCAGE INDUCTION MOTOR 6 POLE FOOT MOUNTED-IE1 |  | Nos | CG |  | MOTOR
1430 | LAHC11179 | ADH 280 R NICOTRA MAKE |  | Nos | NICOTRA |  | FAN
1431 | LCCC13538 | BELT SPA- 1650 |  | Nos | OEM |  | BELT
1432 | LCCC13539 | BELT SPA- 1700 |  | Nos | OEM |  | BELT
1433 | LCCE26550 | CG 7.5 KW 3 PH TEFC-SQCAGE INDUCTION MOTOR 4 POLE FOOT MOUNTED-IE2 |  | Nos | CG |  | MOTOR
1434 | LAHC14417 | BAG FILTER EU6 GRADE - 490 MM (W) x 592 MM (H) x 635MM (D)-Sun Filters |  | Nos | SUN FILTRATION |  | FILTER
1435 | LCCC12822 | TAPERLOCK BUSH MODEL 2517 DIA 30 |  | Nos | OEM | TAPPER LOCK | PULLEYS/BEARINGS
1436 | LCCE26992 | BHARATH BIJILEE 11 KW 3 PH TEFC-SQCAGE INDUCTION MOTOR 6 POLE FOOT MOUNTED-IE3 |  | Nos | BHARATH BIJILEE |  | MOTOR
1437 | LCCE25654 | ELECTRICAL WIRE 1 CORE / 4 SQ MM |  | Nos | OEM |  | ELECTRICAL
1438 | LCCE26890 | BHARATH BIJILEE 7.5 KW 3 PH TEFC-SQCAGE INDUCTION MOTOR 2 POLE FOOT MOUNTED-IE1 |  | Nos | BHARATH BIJILEE |  | MOTOR
1439 | LCCH30412 | M12 GI SPRING WASHER |  | Nos | OEM |  | FASTENERS
1440 | LCCE27016 | BHARATH BIJILEE 30 KW 3 PH TEFC-SQCAGE INDUCTION MOTOR 2 POLE FOOT MOUNTED-IE3 |  | Nos | BHARATH BIJILEE |  | MOTOR
1441 | LAHC11180 | ADH 315 R NICOTRA MAKE |  | Nos | NICOTRA |  | FAN
1442 | LAHC24656 | RUBBER BOOT 1 1/2 inch 50mm DEPTH |  | Nos | OEM |  | Rubber
1443 | LCCC12823 | TAPERLOCK BUSH MODEL 2517 DIA 32 |  | Nos | OEM | TAPPER LOCK | PULLEYS/BEARINGS
1444 | LCCC13540 | BELT SPA- 1750 |  | Nos | OEM |  | BELT
1445 | LCCE26622 | CG 0.37 KW 3 PH TEFC-SQCAGE INDUCTION MOTOR 6 POLE FOOT MOUNTED-IE3 |  | Nos | CG |  | MOTOR
1446 | LCCE26854 | BHARATH BIJILEE 18.5 KW 3 PH TEFC-SQCAGE INDUCTION MOTOR 4 POLE FOOT MOUNTED-IE1 |  | Nos | BHARATH BIJILEE |  | MOTOR
1447 | LAHC14418 | BAG FILTER EU6 GRADE - 592 MM (W) x 490 MM (H) x 635MM (D)-Sun Filters |  | Nos | SUN FILTRATION |  | FILTER
1448 | LCCE26991 | BHARATH BIJILEE 9.3 KW 3 PH TEFC-SQCAGE INDUCTION MOTOR 6 POLE FOOT MOUNTED-IE3 |  | Nos | BHARATH BIJILEE |  | MOTOR
1449 | LCCE26956 | BHARATH BIJILEE 30 KW 3 PH TEFC-SQCAGE INDUCTION MOTOR 2 POLE FOOT MOUNTED-IE2 |  | Nos | BHARATH BIJILEE |  | MOTOR
1450 | LCCE26862 | BHARATH BIJILEE 0.37 KW 3 PH TEFC-SQCAGE INDUCTION MOTOR 6 POLE FOOT MOUNTED-IE1 |  | Nos | BHARATH BIJILEE |  | MOTOR
1451 | LCCE26815 | SIEMENS 22 KW 3 PH TEFC-SQCAGE INDUCTION MOTOR 6 POLE FOOT MOUNTED-IE3 |  | Nos | SIEMENS |  | MOTOR
1452 | LCCC32005 | PVC GLAND 3 inch DIA |  | Nos | OEM |  | Gland
1453 | LCCC13541 | BELT SPA- 1800 |  | Nos | OEM |  | BELT
1454 | LCCE26979 | BHARATH BIJILEE 55 KW 3 PH TEFC-SQCAGE INDUCTION MOTOR 4 POLE FOOT MOUNTED-IE3 |  | Nos | BHARATH BIJILEE |  | MOTOR
1455 | LCCC13542 | BELT SPA- 1850 |  | Nos | OEM |  | BELT
1456 | LCCC12824 | TAPERLOCK BUSH MODEL 2517 DIA 35 |  | Nos | OEM | TAPPER LOCK | PULLEYS/BEARINGS
1457 | LAHC14419 | BAG FILTER EU7 GRADE - 592 MM (W) x 592 MM (H) x 635MM (D)-Sun Filters |  | Nos | SUN FILTRATION |  | FILTER
1458 | LCCC12825 | TAPERLOCK BUSH MODEL 2517 DIA 38 |  | Nos | OEM | TAPPER LOCK | PULLEYS/BEARINGS
1459 | LAHC11181 | ADH 355 R NICOTRA MAKE |  | Nos | NICOTRA |  | FAN
1460 | LCCE26489 | CG 5.5 KW 3 PH TEFC-SQCAGE INDUCTION MOTOR 4 POLE FOOT MOUNTED-IE1 |  | Nos | CG |  | MOTOR
1461 | LCCE26395 | ABB 22 KW 3 PH TEFC-SQCAGE INDUCTION MOTOR 6 POLE FOOT MOUNTED-IE2 |  | Nos | ABB |  | MOTOR
1462 | LCCE26526 | CG 1.5 KW 3 PH TEFC-SQCAGE INDUCTION MOTOR 2 POLE FOOT MOUNTED-IE1 |  | Nos | CG |  | MOTOR
1463 | LAHC11182 | ADH 400 R NICOTRA MAKE |  | Nos | NICOTRA |  | FAN
1464 | LCCH24665 | RUBBER SCREW CAP - 4.2 mm |  | Nos | OEM |  | Rubber
1465 | LCCC13543 | BELT SPA- 1900 |  | Nos | OEM |  | BELT
1466 | LAHC15543 | FAN FLEXIBLE 500 |  | Nos | OEM |  | ANTI-VIBRATIONS
1467 | LCCC13544 | BELT SPA- 1950 |  | Nos | OEM |  | BELT
1468 | LCCR07518 | GI sheet 1.2mm THK 275 GSM | 1.2 | Kgs | OEM |  | G.I / COATED SHEETS
1469 | LCCC13545 | BELT SPA- 2000 |  | Nos | OEM |  | BELT
1470 | LCCE26974 | BHARATH BIJILEE 18.5 KW 3 PH TEFC-SQCAGE INDUCTION MOTOR 4 POLE FOOT MOUNTED-IE3 |  | Nos | BHARATH BIJILEE |  | MOTOR
1471 | LCCE26421 | ABB 0.25 KW 3 PH TEFC-SQCAGE INDUCTION MOTOR 4 POLE FOOT MOUNTED-IE3 |  | Nos | ABB |  | MOTOR
1472 | LCCC12826 | TAPERLOCK BUSH MODEL 2517 DIA 40 |  | Nos | OEM | TAPPER LOCK | PULLEYS/BEARINGS
1473 | LCCC13546 | BELT SPA- 2060 |  | Nos | OEM |  | BELT
1474 | LAHC24163 | HRW 2400 - Enthalpy Wheel |  | Nos | OEM |  | HEAT RECOVERY WHEEL
1475 | LCCE26756 | SIEMENS 30 KW 3 PH TEFC-SQCAGE INDUCTION MOTOR 6 POLE FOOT MOUNTED-IE2 |  | Nos | SIEMENS |  | MOTOR
1476 | LCCE26584 | CG 0.75 KW 3 PH TEFC-SQCAGE INDUCTION MOTOR 2 POLE FOOT MOUNTED-IE2 |  | Nos | CG |  | MOTOR
1477 | LCCE26754 | SIEMENS 18.5 KW 3 PH TEFC-SQCAGE INDUCTION MOTOR 6 POLE FOOT MOUNTED-IE2 |  | Nos | SIEMENS |  | MOTOR
1478 | LCCC13547 | BELT SPA- 2120 |  | Nos | OEM |  | BELT
1479 | LAHC23711 | ALUMINUM MOUNTING PROFILE - FAN/MOTOR MOUNTING 60-40 (FMB00-03) |  | Meters | OEM |  | ALUMINIUM PROFILES
1480 | LCCE26574 | CG 18.5 KW 3 PH TEFC-SQCAGE INDUCTION MOTOR 6 POLE FOOT MOUNTED-IE2 |  | Nos | CG |  | MOTOR
1481 | LCCC13548 | BELT SPA- 2180 |  | Nos | OEM |  | BELT
1482 | LAHC11183 | ADH 450 R NICOTRA MAKE |  | Nos | NICOTRA |  | FAN
1483 | LCCE26869 | BHARATH BIJILEE 5.5 KW 3 PH TEFC-SQCAGE INDUCTION MOTOR 6 POLE FOOT MOUNTED-IE1 |  | Nos | BHARATH BIJILEE |  | MOTOR
1484 | LAHC11184 | ADH 500 R NICOTRA MAKE |  | Nos | NICOTRA |  | FAN
1485 | LAHC14420 | BAG FILTER EU7 GRADE - 287 MM (W) x 592 MM (H) x 635MM (D)-Sun Filters |  | Nos | SUN FILTRATION |  | FILTER
1486 | LAHC11185 | ADH 560 R NICOTRA MAKE |  | Nos | NICOTRA |  | FAN
1487 | LCCC13549 | BELT SPA- 2240 |  | Nos | OEM |  | BELT
1488 | LCCH30413 | M6 SS SPRING WASHER |  | Nos | OEM |  | FASTENERS
1489 | LAHC11186 | ADH 630 R NICOTRA MAKE |  | Nos | NICOTRA |  | FAN
1490 | LAHC15702 | AHU Electrical Heater Control Panel |  | Nos | OEM |  | ELECTRICAL
1491 | LAHC24164 | HRW 2600 - Enthalpy Wheel |  | Nos | OEM |  | HEAT RECOVERY WHEEL
1492 | LAHM48613 | AHU MIXING BOX STICKER |  | Nos | OEM |  | NAME PLATE/STICKER/LABELS
1493 | LCCC13550 | BELT SPA- 2300 |  | Nos | OEM |  | BELT
1494 | LCCE26474 | ABB 18.5 KW 3 PH TEFC-SQCAGE INDUCTION MOTOR 2 POLE FOOT MOUNTED-IE3 |  | Nos | ABB |  | MOTOR
1495 | LCCE26339 | ABB 55 KW 3 PH TEFC-SQCAGE INDUCTION MOTOR 6 POLE FOOT MOUNTED-IE1 |  | Nos | ABB |  | MOTOR
1496 | LCCC13551 | BELT SPA- 2360 |  | Nos | OEM |  | BELT
1497 | LCCE26531 | CG 9.3 KW 3 PH TEFC-SQCAGE INDUCTION MOTOR 2 POLE FOOT MOUNTED-IE1 |  | Nos | CG |  | MOTOR
1498 | LAHC11187 | ADH 710 R NICOTRA MAKE |  | Nos | NICOTRA |  | FAN
1499 | LCCC12827 | TAPERLOCK BUSH MODEL 2517 DIA 42 |  | Nos | OEM | TAPPER LOCK | PULLEYS/BEARINGS
1500 | LCCC13552 | BELT SPA- 2430 |  | Nos | OEM |  | BELT
1501 | LCCE26547 | CG 2.2 KW 3 PH TEFC-SQCAGE INDUCTION MOTOR 4 POLE FOOT MOUNTED-IE2 |  | Nos | CG |  | MOTOR
1502 | LCCC13553 | BELT SPA- 2500 |  | Nos | OEM |  | BELT
1503 | LAHC14422 | BAG FILTER EU7 GRADE - 490 MM (W) x 592 MM (H) x 635MM (D)-Sun Filters |  | Nos | SUN FILTRATION |  | FILTER
1504 | LCCE26662 | SIEMENS 0.37 KW 3 PH TEFC-SQCAGE INDUCTION MOTOR 4 POLE FOOT MOUNTED-IE1 |  | Nos | SIEMENS |  | MOTOR
1505 | LCCC13554 | BELT SPA- 2580 |  | Nos | OEM |  | BELT
1506 | LCCC13555 | BELT SPA- 2650 |  | Nos | OEM |  | BELT
1507 | LAHC15202 | 40mm NTBK Rounded - Omega Jointer | 40-45 | Nos | OEM |  | PLASTIC PARTS
1508 | LCCH30414 | M8 SS SPRING WASHER |  | Nos | OEM |  | FASTENERS
1509 | LAHC11188 | ADH 250 K NICOTRA MAKE |  | Nos | NICOTRA |  | FAN
1510 | LCCH30415 | M10 SS SPRING WASHER |  | Nos | OEM |  | FASTENERS
1511 | LAHC14423 | BAG FILTER EU7 GRADE - 592 MM (W) x 490 MM (H) x 635MM (D)-Sun Filters |  | Nos | SUN FILTRATION |  | FILTER
1512 | LCCE26736 | SIEMENS 30 KW 3 PH TEFC-SQCAGE INDUCTION MOTOR 4 POLE FOOT MOUNTED-IE2 |  | Nos | SIEMENS |  | MOTOR
1513 | LCCE26708 | SIEMENS 3.7 KW 3 PH TEFC-SQCAGE INDUCTION MOTOR 2 POLE FOOT MOUNTED-IE1 |  | Nos | SIEMENS |  | MOTOR
1514 | LCCC13556 | BELT SPA- 2720 |  | Nos | OEM |  | BELT
1515 | LCCC13557 | BELT SPA- 2800 |  | Nos | OEM |  | BELT
1516 | LCCE26614 | CG 18.5 KW 3 PH TEFC-SQCAGE INDUCTION MOTOR 4 POLE FOOT MOUNTED-IE3 |  | Nos | CG |  | MOTOR
1517 | LCCE26371 | ABB 9.3 KW 3 PH TEFC-SQCAGE INDUCTION MOTOR 4 POLE FOOT MOUNTED-IE2 |  | Nos | ABB |  | MOTOR
1518 | LCCE26418 | ABB 45 KW 3 PH TEFC-SQCAGE INDUCTION MOTOR 2 POLE FOOT MOUNTED-IE2 |  | Nos | ABB |  | MOTOR
1519 | LCCE26849 | BHARATH BIJILEE 5.5 KW 3 PH TEFC-SQCAGE INDUCTION MOTOR 4 POLE FOOT MOUNTED-IE1 |  | Nos | BHARATH BIJILEE |  | MOTOR
1520 | LAHC11189 | ADH 280 K NICOTRA MAKE |  | Nos | NICOTRA |  | FAN
1521 | LCCE26966 | BHARATH BIJILEE 1.5 KW 3 PH TEFC-SQCAGE INDUCTION MOTOR 4 POLE FOOT MOUNTED-IE3 |  | Nos | BHARATH BIJILEE |  | MOTOR
1522 | LAHC11190 | ADH 315 K NICOTRA MAKE |  | Nos | NICOTRA |  | FAN
1523 | LAHC24659 | RUBBER BOOT 2 1/2 inch 25mm DEPTH |  | Nos | OEM |  | Rubber
1524 | LCCE26659 | CG 55 KW 3 PH TEFC-SQCAGE INDUCTION MOTOR 2 POLE FOOT MOUNTED-IE3 |  | Nos | CG |  | MOTOR
1525 | LCCH30416 | M12 SS SPRING WASHER |  | Nos | OEM |  | FASTENERS
1526 | LCCE26504 | CG 0.75 KW 3 PH TEFC-SQCAGE INDUCTION MOTOR 6 POLE FOOT MOUNTED-IE1 |  | Nos | CG |  | MOTOR
1527 | LCCC13558 | BELT SPA- 2900 |  | Nos | OEM |  | BELT
1528 | LAHC14424 | BAG FILTER EU8 GRADE - 592 MM (W) x 592 MM (H) x 635MM (D)-Sun Filters |  | Nos | SUN FILTRATION |  | FILTER
1529 | LCCE26508 | CG 3.7 KW 3 PH TEFC-SQCAGE INDUCTION MOTOR 6 POLE FOOT MOUNTED-IE1 |  | Nos | CG |  | MOTOR
1530 | LCCC13559 | BELT SPA- 3000 |  | Nos | OEM |  | BELT
1531 | LCCC12828 | TAPERLOCK BUSH MODEL 2517 DIA 45 |  | Nos | OEM | TAPPER LOCK | PULLEYS/BEARINGS
1532 | LCCC12829 | TAPERLOCK BUSH MODEL 2517 DIA 48 |  | Nos | OEM | TAPPER LOCK | PULLEYS/BEARINGS
1533 | LAHC14425 | BAG FILTER EU8 GRADE - 287 MM (W) x 592 MM (H) x 635MM (D)-Sun Filters |  | Nos | SUN FILTRATION |  | FILTER
1534 | LCCE26790 | SIEMENS 7.5 KW 3 PH TEFC-SQCAGE INDUCTION MOTOR 4 POLE FOOT MOUNTED-IE3 |  | Nos | SIEMENS |  | MOTOR
1535 | LCCE26345 | ABB 1.1 KW 3 PH TEFC-SQCAGE INDUCTION MOTOR 2 POLE FOOT MOUNTED-IE1 |  | Nos | ABB |  | MOTOR
1536 | LCCE26836 | SIEMENS 30 KW 3 PH TEFC-SQCAGE INDUCTION MOTOR 2 POLE FOOT MOUNTED-IE3 |  | Nos | SIEMENS |  | MOTOR
1537 | LCCC13560 | BELT SPA- 3150 |  | Nos | OEM |  | BELT
1538 | LAHC11191 | ADH 355 K NICOTRA MAKE |  | Nos | NICOTRA |  | FAN
1539 | LCCC13561 | BELT SPA- 3350 |  | Nos | OEM |  | BELT
1540 | LAHE15101 | LIMIT SWITCH |  | Nos | OEM |  | Switch
1541 | LAHC49101 | Aluminum Damper |  | Square Meters | OEM |  | DAMPER
1542 | LAHC11192 | ADH 400 K NICOTRA MAKE |  | Nos | NICOTRA |  | FAN
1543 | LCCC12830 | TAPERLOCK BUSH MODEL 2517 DIA 50 |  | Nos | OEM | TAPPER LOCK | PULLEYS/BEARINGS
1544 | LCCE26382 | ABB 0.37 KW 3 PH TEFC-SQCAGE INDUCTION MOTOR 6 POLE FOOT MOUNTED-IE2 |  | Nos | ABB |  | MOTOR
1545 | LCCC13562 | BELT SPA- 3550 |  | Nos | OEM |  | BELT
1546 | LCCE26856 | BHARATH BIJILEE 30 KW 3 PH TEFC-SQCAGE INDUCTION MOTOR 4 POLE FOOT MOUNTED-IE1 |  | Nos | BHARATH BIJILEE |  | MOTOR
1547 | LCCH30417 | M6 SQUARE WASHER |  | Nos | OEM |  | FASTENERS
1548 | LAHC11193 | ADH 450 K NICOTRA MAKE |  | Nos | NICOTRA |  | FAN
1549 | LAHC11194 | ADH 500 K NICOTRA MAKE |  | Nos | NICOTRA |  | FAN
1550 | LCCR07504 | GI sheet 1.2mm THK 120 GSM | 1.2 | Kgs | OEM |  | G.I / COATED SHEETS
1551 | LCCE26843 | BHARATH BIJILEE 0.55 KW 3 PH TEFC-SQCAGE INDUCTION MOTOR 4 POLE FOOT MOUNTED-IE1 |  | Nos | BHARATH BIJILEE |  | MOTOR
1552 | LAHC14427 | BAG FILTER EU8 GRADE - 490 MM (W) x 592 MM (H) x 635MM (D)-Sun Filters |  | Nos | SUN FILTRATION |  | FILTER
1553 | LAHC11195 | ADH 560 K NICOTRA MAKE |  | Nos | NICOTRA |  | FAN
1554 | LCCC13563 | BELT SPA- 3750 |  | Nos | OEM |  | BELT
1555 | LCCH30418 | M8 SQUARE WASHER |  | Nos | OEM |  | FASTENERS
1556 | LAHC15210 | 50mm TBK - Omega Jointer | 50-48-C | Nos | OEM |  | PLASTIC PARTS
1557 | LCCE26624 | CG 0.75 KW 3 PH TEFC-SQCAGE INDUCTION MOTOR 6 POLE FOOT MOUNTED-IE3 |  | Nos | CG |  | MOTOR
1558 | LCCC13564 | BELT SPA- 4000 |  | Nos | OEM |  | BELT
1559 | LCCE26656 | CG 30 KW 3 PH TEFC-SQCAGE INDUCTION MOTOR 2 POLE FOOT MOUNTED-IE3 |  | Nos | CG |  | MOTOR
1560 | LAHC15217 | PLASTIC HANDLE ASSEMBLY FOR 25MM THK PANEL |  | Nos | OEM |  | PLASTIC PARTS
1561 | LCCC13565 | BELT SPA- 4250 |  | Nos | OEM |  | BELT
1562 | LCCE26478 | ABB 45 KW 3 PH TEFC-SQCAGE INDUCTION MOTOR 2 POLE FOOT MOUNTED-IE3 |  | Nos | ABB |  | MOTOR
1563 | LAHC11196 | ADH 630 K NICOTRA MAKE |  | Nos | NICOTRA |  | FAN
1564 | LAHS63003 | FAN COIL UNIT |  | Nos | LUFTEK |  | FCU
1565 | LCCE26769 | SIEMENS 5.5 KW 3 PH TEFC-SQCAGE INDUCTION MOTOR 2 POLE FOOT MOUNTED-IE2 |  | Nos | SIEMENS |  | MOTOR
1566 | LCCE26868 | BHARATH BIJILEE 3.7 KW 3 PH TEFC-SQCAGE INDUCTION MOTOR 6 POLE FOOT MOUNTED-IE1 |  | Nos | BHARATH BIJILEE |  | MOTOR
1567 | LCCC13566 | BELT SPA- 4500 |  | Nos | OEM |  | BELT
1568 | LAHC14428 | BAG FILTER EU8 GRADE - 592 MM (W) x 490 MM (H) x 635MM (D)-Sun Filters |  | Nos | SUN FILTRATION |  | FILTER
1569 | LAHC14429 | BAG FILTER EU9 GRADE - 592 MM (W) x 592 MM (H) x 635MM (D)-Sun Filters |  | Nos | SUN FILTRATION |  | FILTER
1570 | LCCE26891 | BHARATH BIJILEE 9.3 KW 3 PH TEFC-SQCAGE INDUCTION MOTOR 2 POLE FOOT MOUNTED-IE1 |  | Nos | BHARATH BIJILEE |  | MOTOR
1571 | LCCE26364 | ABB 0.75 KW 3 PH TEFC-SQCAGE INDUCTION MOTOR 4 POLE FOOT MOUNTED-IE2 |  | Nos | ABB |  | MOTOR
1572 | LCCC13567 | BELT SPB- 1250 |  | Nos | OEM |  | BELT
1573 | LCCE26779 | SIEMENS 55 KW 3 PH TEFC-SQCAGE INDUCTION MOTOR 2 POLE FOOT MOUNTED-IE2 |  | Nos | SIEMENS |  | MOTOR
1574 | LCCC13568 | BELT SPB- 1260 |  | Nos | OEM |  | BELT
1575 | LAHC24165 | HRW 2800 - Enthalpy Wheel |  | Nos | OEM |  | HEAT RECOVERY WHEEL
1576 | LCCE26715 | SIEMENS 22 KW 3 PH TEFC-SQCAGE INDUCTION MOTOR 2 POLE FOOT MOUNTED-IE1 |  | Nos | SIEMENS |  | MOTOR
1577 | LCCC12831 | TAPERLOCK BUSH MODEL 2517 DIA 55 |  | Nos | OEM | TAPPER LOCK | PULLEYS/BEARINGS
1578 | LAHC14430 | BAG FILTER EU9 GRADE - 287 MM (W) x 592 MM (H) x 635MM (D)-Sun Filters |  | Nos | SUN FILTRATION |  | FILTER
1579 | LAHC11197 | ADH 710 K NICOTRA MAKE |  | Nos | NICOTRA |  | FAN
1580 | LCCE26840 | SIEMENS 75 KW 3 PH TEFC-SQCAGE INDUCTION MOTOR 2 POLE FOOT MOUNTED-IE3 |  | Nos | SIEMENS |  | MOTOR
1581 | LCCC13569 | BELT SPB- 1320 |  | Nos | OEM |  | BELT
1582 | LCCE26354 | ABB 18.5 KW 3 PH TEFC-SQCAGE INDUCTION MOTOR 2 POLE FOOT MOUNTED-IE1 |  | Nos | ABB |  | MOTOR
1583 | LCCE26392 | ABB 11 KW 3 PH TEFC-SQCAGE INDUCTION MOTOR 6 POLE FOOT MOUNTED-IE2 |  | Nos | ABB |  | MOTOR
1584 | LCCE26555 | CG 22 KW 3 PH TEFC-SQCAGE INDUCTION MOTOR 4 POLE FOOT MOUNTED-IE2 |  | Nos | CG |  | MOTOR
1585 | LAHC24166 | HRW 3000 - Enthalpy Wheel |  | Nos | OEM |  | HEAT RECOVERY WHEEL
1586 | LCCE26683 | SIEMENS 0.55 KW 3 PH TEFC-SQCAGE INDUCTION MOTOR 6 POLE FOOT MOUNTED-IE1 |  | Nos | SIEMENS |  | MOTOR
1587 | LAHC11198 | ADH 800 K NICOTRA MAKE |  | Nos | NICOTRA |  | FAN
1588 | LAHC14432 | BAG FILTER EU9 GRADE - 490 MM (W) x 592 MM (H) x 635MM (D)-Sun Filters |  | Nos | SUN FILTRATION |  | FILTER
1589 | LAHC24167 | HRW 500 - Sensible Wheel |  | Nos | OEM |  | HEAT RECOVERY WHEEL
1590 | LCCH30419 | M10 SQUARE WASHER |  | Nos | OEM |  | FASTENERS
1591 | LCCE26652 | CG 11 KW 3 PH TEFC-SQCAGE INDUCTION MOTOR 2 POLE FOOT MOUNTED-IE3 |  | Nos | CG |  | MOTOR
1592 | LCCE26800 | SIEMENS 75 KW 3 PH TEFC-SQCAGE INDUCTION MOTOR 4 POLE FOOT MOUNTED-IE3 |  | Nos | SIEMENS |  | MOTOR
1593 | LCCE26449 | ABB 5.5 KW 3 PH TEFC-SQCAGE INDUCTION MOTOR 6 POLE FOOT MOUNTED-IE3 |  | Nos | ABB |  | MOTOR
1594 | LAHC11199 | ADH 900 K NICOTRA MAKE |  | Nos | NICOTRA |  | FAN
1595 | LCCE26515 | CG 22 KW 3 PH TEFC-SQCAGE INDUCTION MOTOR 6 POLE FOOT MOUNTED-IE1 |  | Nos | CG |  | MOTOR
1596 | LAHC15208 | 40mm TBK - Omega Jointer | 40-25 | Nos | OEM |  | PLASTIC PARTS
1597 | LCCE26994 | BHARATH BIJILEE 18.5 KW 3 PH TEFC-SQCAGE INDUCTION MOTOR 6 POLE FOOT MOUNTED-IE3 |  | Nos | BHARATH BIJILEE |  | MOTOR
1598 | LAHC24168 | HRW 600 - Sensible Wheel |  | Nos | OEM |  | HEAT RECOVERY WHEEL
1599 | LCCR07513 | GI sheet 2mm THK 180 GSM | 2 | Kgs | OEM |  | G.I / COATED SHEETS
1600 | LCCE26577 | CG 37 KW 3 PH TEFC-SQCAGE INDUCTION MOTOR 6 POLE FOOT MOUNTED-IE2 |  | Nos | CG |  | MOTOR
1601 | LCCE26632 | CG 11 KW 3 PH TEFC-SQCAGE INDUCTION MOTOR 6 POLE FOOT MOUNTED-IE3 |  | Nos | CG |  | MOTOR
1602 | LCCC13570 | BELT SPB- 1340 |  | Nos | OEM |  | BELT
1603 | LCCM48524 | 3 inch Brown Packing Tape |  | Nos | OEM |  | PACKING
1604 | LCCC12832 | TAPERLOCK BUSH MODEL 2517 DIA 60 |  | Nos | OEM | TAPPER LOCK | PULLEYS/BEARINGS
1605 | LAHC11200 | ADH 1000 K NICOTRA MAKE |  | Nos | NICOTRA |  | FAN
1606 | LCCH30420 | M12 SQUARE WASHER |  | Nos | OEM |  | FASTENERS
1607 | LCCH30421 | C WASHER |  | Nos | OEM |  | FASTENERS
1608 | LCCC12833 | TAPERLOCK BUSH MODEL 3020 DIA 25 |  | Nos | OEM | TAPPER LOCK | PULLEYS/BEARINGS
1609 | LCCE26602 | CG 0.37 KW 3 PH TEFC-SQCAGE INDUCTION MOTOR 4 POLE FOOT MOUNTED-IE3 |  | Nos | CG |  | MOTOR
1610 | LAHC14433 | BAG FILTER EU9 GRADE - 592 MM (W) x 490 MM (H) x 635MM (D)-Sun Filters |  | Nos | SUN FILTRATION |  | FILTER
1611 | LCCH30501 | GI M5.5x19 HEX. WASHER HEAD SELF DRILLING SCREW |  | Nos | OEM |  | FASTENERS
1612 | LAHC14434 | RIGID FILTER EU5 GRADE - 592 MM (W) x 592 MM (H) x 292MM (D)-Sun Filters |  | Nos | SUN FILTRATION |  | FILTER
1613 | LCCE26954 | BHARATH BIJILEE 18.5 KW 3 PH TEFC-SQCAGE INDUCTION MOTOR 2 POLE FOOT MOUNTED-IE2 |  | Nos | BHARATH BIJILEE |  | MOTOR
1614 | LAHC11201 | ADH 1120 K NICOTRA MAKE |  | Nos | NICOTRA |  | FAN
1615 | LAHC14435 | RIGID FILTER EU5 GRADE - 287 MM (W) x 592 MM (H) x 292MM (D)-Sun Filters |  | Nos | SUN FILTRATION |  | FILTER
1616 | LAHC15544 | FAN FLEXIBLE 560 |  | Nos | OEM |  | ANTI-VIBRATIONS
1617 | LAHC11202 | ADH 1250 K NICOTRA MAKE |  | Nos | NICOTRA |  | FAN
1618 | LCCR07506 | GI sheet 2mm THK 120 GSM | 2 | Kgs | OEM |  | G.I / COATED SHEETS
1619 | LCCE26733 | SIEMENS 15 KW 3 PH TEFC-SQCAGE INDUCTION MOTOR 4 POLE FOOT MOUNTED-IE2 |  | Nos | SIEMENS |  | MOTOR
1620 | LCCE26537 | CG 37 KW 3 PH TEFC-SQCAGE INDUCTION MOTOR 2 POLE FOOT MOUNTED-IE1 |  | Nos | CG |  | MOTOR
1621 | LAHC11203 | ADH 1400 K NICOTRA MAKE |  | Nos | NICOTRA |  | FAN
1622 | LAHC11204 | RDH 160 R NICOTRA MAKE |  | Nos | NICOTRA |  | FAN
1623 | LCCE26594 | CG 18.5 KW 3 PH TEFC-SQCAGE INDUCTION MOTOR 2 POLE FOOT MOUNTED-IE2 |  | Nos | CG |  | MOTOR
1624 | LCCC12834 | TAPERLOCK BUSH MODEL 3020 DIA 28 |  | Nos | OEM | TAPPER LOCK | PULLEYS/BEARINGS
1625 | LAHC24169 | HRW 700 - Sensible Wheel |  | Nos | OEM |  | HEAT RECOVERY WHEEL
1626 | LCCE26945 | BHARATH BIJILEE 1.1 KW 3 PH TEFC-SQCAGE INDUCTION MOTOR 2 POLE FOOT MOUNTED-IE2 |  | Nos | BHARATH BIJILEE |  | MOTOR
1627 | LCCC12835 | TAPERLOCK BUSH MODEL 3020 DIA 30 |  | Nos | OEM | TAPPER LOCK | PULLEYS/BEARINGS
1628 | LCCE26394 | ABB 18.5 KW 3 PH TEFC-SQCAGE INDUCTION MOTOR 6 POLE FOOT MOUNTED-IE2 |  | Nos | ABB |  | MOTOR
1629 | LAHC11205 | RDH 180 R NICOTRA MAKE |  | Nos | NICOTRA |  | FAN
1630 | LCCE26857 | BHARATH BIJILEE 37 KW 3 PH TEFC-SQCAGE INDUCTION MOTOR 4 POLE FOOT MOUNTED-IE1 |  | Nos | BHARATH BIJILEE |  | MOTOR
1631 | LAHC24170 | HRW 800 - Sensible Wheel |  | Nos | OEM |  | HEAT RECOVERY WHEEL
1632 | LCCH30502 | GI M5.5x25 HEX. WASHER HEAD SELF DRILLING SCREW |  | Nos | OEM |  | FASTENERS
1633 | LCCE26747 | SIEMENS 2.2 KW 3 PH TEFC-SQCAGE INDUCTION MOTOR 6 POLE FOOT MOUNTED-IE2 |  | Nos | SIEMENS |  | MOTOR
1634 | LCCR07515 | GI sheet 0.6mm THK 275 GSM | 0.6 | Kgs | OEM |  | G.I / COATED SHEETS
1635 | LCCE26871 | BHARATH BIJILEE 9.3 KW 3 PH TEFC-SQCAGE INDUCTION MOTOR 6 POLE FOOT MOUNTED-IE1 |  | Nos | BHARATH BIJILEE |  | MOTOR
1636 | LCCE26963 | BHARATH BIJILEE 0.55 KW 3 PH TEFC-SQCAGE INDUCTION MOTOR 4 POLE FOOT MOUNTED-IE3 |  | Nos | BHARATH BIJILEE |  | MOTOR
1637 | LCCR07001 | SS SHEET 304 GRADE 1.0mm THK |  | Kgs | OEM |  | SS SHEETS
1638 | LAHC11206 | RDH 225 R NICOTRA MAKE |  | Nos | NICOTRA |  | FAN
1639 | LAHC11207 | RDH 250 R NICOTRA MAKE |  | Nos | NICOTRA |  | FAN
1640 | LCCE26965 | BHARATH BIJILEE 1.1 KW 3 PH TEFC-SQCAGE INDUCTION MOTOR 4 POLE FOOT MOUNTED-IE3 |  | Nos | BHARATH BIJILEE |  | MOTOR
1641 | LCCE26751 | SIEMENS 9.3 KW 3 PH TEFC-SQCAGE INDUCTION MOTOR 6 POLE FOOT MOUNTED-IE2 |  | Nos | SIEMENS |  | MOTOR
1642 | LCCE26820 | SIEMENS 75 KW 3 PH TEFC-SQCAGE INDUCTION MOTOR 6 POLE FOOT MOUNTED-IE3 |  | Nos | SIEMENS |  | MOTOR
1643 | LCCE26544 | CG 0.75 KW 3 PH TEFC-SQCAGE INDUCTION MOTOR 4 POLE FOOT MOUNTED-IE2 |  | Nos | CG |  | MOTOR
1644 | LCCE26556 | CG 30 KW 3 PH TEFC-SQCAGE INDUCTION MOTOR 4 POLE FOOT MOUNTED-IE2 |  | Nos | CG |  | MOTOR
1645 | LAHC11208 | RDH 280 R NICOTRA MAKE |  | Nos | NICOTRA |  | FAN
1646 | LCCH32501 | 1 inch PVC DUMMY WITH INTERNAL THREAD |  | Nos | OEM |  | PVC Items
1647 | LCCC13571 | BELT SPB- 1400 |  | Nos | OEM |  | BELT
1648 | LCCE26413 | ABB 15 KW 3 PH TEFC-SQCAGE INDUCTION MOTOR 2 POLE FOOT MOUNTED-IE2 |  | Nos | ABB |  | MOTOR
1649 | LAHC24171 | HRW 900 - Sensible Wheel |  | Nos | OEM |  | HEAT RECOVERY WHEEL
1650 | LAHC14437 | RIGID FILTER EU5 GRADE - 490 MM (W) x 592 MM (H) x 292MM (D)-Sun Filters |  | Nos | SUN FILTRATION |  | FILTER
1651 | LCCE26853 | BHARATH BIJILEE 15 KW 3 PH TEFC-SQCAGE INDUCTION MOTOR 4 POLE FOOT MOUNTED-IE1 |  | Nos | BHARATH BIJILEE |  | MOTOR
1652 | LCCC12836 | TAPERLOCK BUSH MODEL 3020 DIA 32 |  | Nos | OEM | TAPPER LOCK | PULLEYS/BEARINGS
1653 | LCCE26603 | CG 0.55 KW 3 PH TEFC-SQCAGE INDUCTION MOTOR 4 POLE FOOT MOUNTED-IE3 |  | Nos | CG |  | MOTOR
1654 | LCCC12837 | TAPERLOCK BUSH MODEL 3020 DIA 35 |  | Nos | OEM | TAPPER LOCK | PULLEYS/BEARINGS
1655 | LCCR07501 | GI sheet 0.6mm THK 120 GSM | 0.6 | Kgs | OEM |  | G.I / COATED SHEETS
1656 | LCCC13572 | BELT SPB- 1410 |  | Nos | OEM |  | BELT
1657 | LCCC13573 | BELT SPB- 1500 |  | Nos | OEM |  | BELT
1658 | LCCC12838 | TAPERLOCK BUSH MODEL 3020 DIA 38 |  | Nos | OEM | TAPPER LOCK | PULLEYS/BEARINGS
1659 | LAHC11209 | RDH 315 R NICOTRA MAKE |  | Nos | NICOTRA |  | FAN
1660 | LAHC14438 | RIGID FILTER EU5 GRADE - 592 MM (W) x 490 MM (H) x 292MM (D)-Sun Filters |  | Nos | SUN FILTRATION |  | FILTER
1661 | LCCH30503 | GI M5.5x50 HEX. WASHER HEAD SELF DRILLING SCREW |  | Nos | OEM |  | FASTENERS
1662 | LCCC13574 | BELT SPB- 1550 |  | Nos | OEM |  | BELT
1663 | LCCE26490 | CG 7.5 KW 3 PH TEFC-SQCAGE INDUCTION MOTOR 4 POLE FOOT MOUNTED-IE1 |  | Nos | CG |  | MOTOR
1664 | LAHC11210 | RDH 355 R NICOTRA MAKE |  | Nos | NICOTRA |  | FAN
1665 | LCCE26626 | CG 1.5 KW 3 PH TEFC-SQCAGE INDUCTION MOTOR 6 POLE FOOT MOUNTED-IE3 |  | Nos | CG |  | MOTOR
1666 | LCCE26847 | BHARATH BIJILEE 2.2 KW 3 PH TEFC-SQCAGE INDUCTION MOTOR 4 POLE FOOT MOUNTED-IE1 |  | Nos | BHARATH BIJILEE |  | MOTOR
1667 | LAHC24172 | HRW 1000 - Sensible Wheel |  | Nos | OEM |  | HEAT RECOVERY WHEEL
1668 | LCCE26384 | ABB 0.75 KW 3 PH TEFC-SQCAGE INDUCTION MOTOR 6 POLE FOOT MOUNTED-IE2 |  | Nos | ABB |  | MOTOR
1669 | LCCE26995 | BHARATH BIJILEE 22 KW 3 PH TEFC-SQCAGE INDUCTION MOTOR 6 POLE FOOT MOUNTED-IE3 |  | Nos | BHARATH BIJILEE |  | MOTOR
1670 | LCCC12839 | TAPERLOCK BUSH MODEL 3020 DIA 40 |  | Nos | OEM | TAPPER LOCK | PULLEYS/BEARINGS
1671 | LAHC24173 | HRW 1100 - Sensible Wheel |  | Nos | OEM |  | HEAT RECOVERY WHEEL
1672 | LAHC23706 | ALUMINUM OMEGA PROFILE - 50-48 MM ROUNDED NTBK | 50-48-C | Meters | OEM |  | ALUMINIUM PROFILES
1673 | LCCC13575 | BELT SPB- 1600 |  | Nos | OEM |  | BELT
1674 | LCCC12840 | TAPERLOCK BUSH MODEL 3020 DIA 42 |  | Nos | OEM | TAPPER LOCK | PULLEYS/BEARINGS
1675 | LCCC13576 | BELT SPB- 1700 |  | Nos | OEM |  | BELT
1676 | LAHC14439 | RIGID FILTER EU6 GRADE - 592 MM (W) x 592 MM (H) x 292MM (D)-Sun Filters |  | Nos | SUN FILTRATION |  | FILTER
1677 | LCCC13577 | BELT SPB- 1800 |  | Nos | OEM |  | BELT
1678 | LAHC11211 | RDH 400 R NICOTRA MAKE |  | Nos | NICOTRA |  | FAN
1679 | LCCC15403 | SX4 |  | Nos | OEM |  | MOTOR BASE
1680 | LCCE26525 | CG 1.1 KW 3 PH TEFC-SQCAGE INDUCTION MOTOR 2 POLE FOOT MOUNTED-IE1 |  | Nos | CG |  | MOTOR
1681 | LAHC11212 | RDH 450 R NICOTRA MAKE |  | Nos | NICOTRA |  | FAN
1682 | LAHC14440 | RIGID FILTER EU6 GRADE - 287 MM (W) x 592 MM (H) x 292MM (D)-Sun Filters |  | Nos | SUN FILTRATION |  | FILTER
1683 | LAHC11213 | RDH 500 R NICOTRA MAKE |  | Nos | NICOTRA |  | FAN
1684 | LCCE26417 | ABB 37 KW 3 PH TEFC-SQCAGE INDUCTION MOTOR 2 POLE FOOT MOUNTED-IE2 |  | Nos | ABB |  | MOTOR
1685 | LAHC14442 | RIGID FILTER EU6 GRADE - 490 MM (W) x 592 MM (H) x 292MM (D)-Sun Filters |  | Nos | SUN FILTRATION |  | FILTER
1686 | LCCE26821 | SIEMENS 0.25 KW 3 PH TEFC-SQCAGE INDUCTION MOTOR 2 POLE FOOT MOUNTED-IE3 |  | Nos | SIEMENS |  | MOTOR
1687 | LCCE26913 | BHARATH BIJILEE 15 KW 3 PH TEFC-SQCAGE INDUCTION MOTOR 4 POLE FOOT MOUNTED-IE2 |  | Nos | BHARATH BIJILEE |  | MOTOR
1688 | LAHC24651 | RUBBER BOOT 1/2 inch 25mm DEPTH |  | Nos | OEM |  | Rubber
1689 | LCCC12841 | TAPERLOCK BUSH MODEL 3020 DIA 45 |  | Nos | OEM | TAPPER LOCK | PULLEYS/BEARINGS
1690 | LCCE25951 | CABLE TIE 100 mm |  | Nos | OEM |  | ELECTRICAL
1691 | LAHM48616 | AHU FAN/WIRING DIAGRAM -DOL |  | Nos | OEM |  | NAME PLATE/STICKER/LABELS
1692 | LCCH30504 | GI M4.2x19 HEX. WASHER HEAD SELF DRILLING SCREW |  | Nos | OEM |  | FASTENERS
1693 | LCCE26985 | BHARATH BIJILEE 1.1 KW 3 PH TEFC-SQCAGE INDUCTION MOTOR 6 POLE FOOT MOUNTED-IE3 |  | Nos | BHARATH BIJILEE |  | MOTOR
1694 | LCCE25651 | ELECTRICAL WIRE 1 CORE / 1 SQ MM |  | Nos | OEM |  | ELECTRICAL
1695 | LCCE26948 | BHARATH BIJILEE 3.7 KW 3 PH TEFC-SQCAGE INDUCTION MOTOR 2 POLE FOOT MOUNTED-IE2 |  | Nos | BHARATH BIJILEE |  | MOTOR
1696 | LCCE26943 | BHARATH BIJILEE 0.55 KW 3 PH TEFC-SQCAGE INDUCTION MOTOR 2 POLE FOOT MOUNTED-IE2 |  | Nos | BHARATH BIJILEE |  | MOTOR
1697 | LCCC12842 | TAPERLOCK BUSH MODEL 3020 DIA 48 |  | Nos | OEM | TAPPER LOCK | PULLEYS/BEARINGS
1698 | LCCE26401 | ABB 0.25 KW 3 PH TEFC-SQCAGE INDUCTION MOTOR 2 POLE FOOT MOUNTED-IE2 |  | Nos | ABB |  | MOTOR
1699 | LCCE27002 | BHARATH BIJILEE 0.37 KW 3 PH TEFC-SQCAGE INDUCTION MOTOR 2 POLE FOOT MOUNTED-IE3 |  | Nos | BHARATH BIJILEE |  | MOTOR
1700 | LCCE26414 | ABB 18.5 KW 3 PH TEFC-SQCAGE INDUCTION MOTOR 2 POLE FOOT MOUNTED-IE2 |  | Nos | ABB |  | MOTOR
1701 | LCCE26778 | SIEMENS 45 KW 3 PH TEFC-SQCAGE INDUCTION MOTOR 2 POLE FOOT MOUNTED-IE2 |  | Nos | SIEMENS |  | MOTOR
1702 | LAHM48606 | AHU DRAIN |  | Nos | OEM |  | NAME PLATE/STICKER/LABELS
1703 | LCCE25655 | ELECTRICAL WIRE 2 CORE / 1 SQ MM |  | Nos | OEM |  | ELECTRICAL
1704 | LCCE26543 | CG 0.55 KW 3 PH TEFC-SQCAGE INDUCTION MOTOR 4 POLE FOOT MOUNTED-IE2 |  | Nos | CG |  | MOTOR
1705 | LCCH30505 | GI M4.2x25 HEX. WASHER HEAD SELF DRILLING SCREW |  | Nos | OEM |  | FASTENERS
1706 | LCCE26442 | ABB 0.37 KW 3 PH TEFC-SQCAGE INDUCTION MOTOR 6 POLE FOOT MOUNTED-IE3 |  | Nos | ABB |  | MOTOR
1707 | LCCE27009 | BHARATH BIJILEE 5.5 KW 3 PH TEFC-SQCAGE INDUCTION MOTOR 2 POLE FOOT MOUNTED-IE3 |  | Nos | BHARATH BIJILEE |  | MOTOR
1708 | LCCE26955 | BHARATH BIJILEE 22 KW 3 PH TEFC-SQCAGE INDUCTION MOTOR 2 POLE FOOT MOUNTED-IE2 |  | Nos | BHARATH BIJILEE |  | MOTOR
1709 | LAHC24756 | ROCKWOOL INSULATION 25MM THICK 65KG/M3 |  | Square Meters | OEM |  | GASKET & INSULATION
1710 | LCCR07505 | GI sheet 1.6mm THK 120 GSM | 1.6 | Kgs | OEM |  | G.I / COATED SHEETS
1711 | LCCE26306 | ABB 1.5 KW 3 PH TEFC-SQCAGE INDUCTION MOTOR 4 POLE FOOT MOUNTED-IE1 |  | Nos | ABB |  | MOTOR
1712 | LAHM48620 | WATER OUTLET STICKER |  | Nos | OEM |  | NAME PLATE/STICKER/LABELS
1713 | LAHC11214 | RDH 560 R NICOTRA MAKE |  | Nos | NICOTRA |  | FAN
1714 | LCCC12843 | TAPERLOCK BUSH MODEL 3020 DIA 50 |  | Nos | OEM | TAPPER LOCK | PULLEYS/BEARINGS
1715 | LCCE26445 | ABB 1.1 KW 3 PH TEFC-SQCAGE INDUCTION MOTOR 6 POLE FOOT MOUNTED-IE3 |  | Nos | ABB |  | MOTOR
1716 | LCCC13578 | BELT SPB- 1900 |  | Nos | OEM |  | BELT
1717 | LCCE26784 | SIEMENS 0.75 KW 3 PH TEFC-SQCAGE INDUCTION MOTOR 4 POLE FOOT MOUNTED-IE3 |  | Nos | SIEMENS |  | MOTOR
1718 | LAHC24174 | HRW 1200 - Sensible Wheel |  | Nos | OEM |  | HEAT RECOVERY WHEEL
1719 | LCCC13579 | BELT SPB- 2000 |  | Nos | OEM |  | BELT
1720 | LCCH30506 | GI M4.2x50 HEX. WASHER HEAD SELF DRILLING SCREW |  | Nos | OEM |  | FASTENERS
1721 | LAHC11215 | RDH 630 R NICOTRA MAKE |  | Nos | NICOTRA |  | FAN
1722 | LCCE26420 | ABB 75 KW 3 PH TEFC-SQCAGE INDUCTION MOTOR 2 POLE FOOT MOUNTED-IE2 |  | Nos | ABB |  | MOTOR
1723 | LCCE26568 | CG 3.7 KW 3 PH TEFC-SQCAGE INDUCTION MOTOR 6 POLE FOOT MOUNTED-IE2 |  | Nos | CG |  | MOTOR
1724 | LAHC11216 | RDH 710 R NICOTRA MAKE |  | Nos | NICOTRA |  | FAN
1725 | LAHC24175 | HRW 1300 - Sensible Wheel |  | Nos | OEM |  | HEAT RECOVERY WHEEL
1726 | LCCC13580 | BELT SPB- 2020 |  | Nos | OEM |  | BELT
1727 | LAHC24176 | HRW 1400 - Sensible Wheel |  | Nos | OEM |  | HEAT RECOVERY WHEEL
1728 | LCCE26618 | CG 45 KW 3 PH TEFC-SQCAGE INDUCTION MOTOR 4 POLE FOOT MOUNTED-IE3 |  | Nos | CG |  | MOTOR
1729 | LCCH30507 | GI M4.2x32 PAN HEAD WITH PHILIPS RECESS SELF DRILLING SCREW |  | Nos | OEM |  | FASTENERS
1730 | LCCE26710 | SIEMENS 7.5 KW 3 PH TEFC-SQCAGE INDUCTION MOTOR 2 POLE FOOT MOUNTED-IE1 |  | Nos | SIEMENS |  | MOTOR
1731 | LCCC13581 | BELT SPB- 2120 |  | Nos | OEM |  | BELT
1732 | LCCH30508 | GI M4.2x19 TRUSS HEAD WITH PHILIPS RECESS SELF TAPPING SCREW |  | Nos | OEM |  | FASTENERS
1733 | LCCC13582 | BELT SPB- 2150 |  | Nos | OEM |  | BELT
1734 | LCCE26559 | CG 55 KW 3 PH TEFC-SQCAGE INDUCTION MOTOR 4 POLE FOOT MOUNTED-IE2 |  | Nos | CG |  | MOTOR
1735 | LAHC14443 | RIGID FILTER EU6 GRADE - 592 MM (W) x 490 MM (H) x 292MM (D)-Sun Filters |  | Nos | SUN FILTRATION |  | FILTER
1736 | LCCE26310 | ABB 7.5 KW 3 PH TEFC-SQCAGE INDUCTION MOTOR 4 POLE FOOT MOUNTED-IE1 |  | Nos | ABB |  | MOTOR
1737 | LCCC13583 | BELT SPB- 2240 |  | Nos | OEM |  | BELT
1738 | LCCE26926 | BHARATH BIJILEE 1.5 KW 3 PH TEFC-SQCAGE INDUCTION MOTOR 6 POLE FOOT MOUNTED-IE2 |  | Nos | BHARATH BIJILEE |  | MOTOR
1739 | LCCH30509 | GI M4.2x13 PAN HEAD WITH PHILIPS RECESS SELF TAPPING SCREW |  | Nos | OEM |  | FASTENERS
1740 | LCCE26839 | SIEMENS 55 KW 3 PH TEFC-SQCAGE INDUCTION MOTOR 2 POLE FOOT MOUNTED-IE3 |  | Nos | SIEMENS |  | MOTOR
1741 | LCCC13584 | BELT SPB- 2280 |  | Nos | OEM |  | BELT
1742 | LCCM48521 | 3 inch White Packing Tape |  | Nos | OEM |  | PACKING
1743 | LCCE26606 | CG 1.5 KW 3 PH TEFC-SQCAGE INDUCTION MOTOR 4 POLE FOOT MOUNTED-IE3 |  | Nos | CG |  | MOTOR
1744 | LCCE26789 | SIEMENS 5.5 KW 3 PH TEFC-SQCAGE INDUCTION MOTOR 4 POLE FOOT MOUNTED-IE3 |  | Nos | SIEMENS |  | MOTOR
1745 | LCCE26446 | ABB 1.5 KW 3 PH TEFC-SQCAGE INDUCTION MOTOR 6 POLE FOOT MOUNTED-IE3 |  | Nos | ABB |  | MOTOR
1746 | LCCE25653 | ELECTRICAL WIRE 1 CORE / 2 SQ MM |  | Nos | OEM |  | ELECTRICAL
1747 | LAHC14444 | RIGID FILTER EU7 GRADE - 592 MM (W) x 592 MM (H) x 292MM (D)-Sun Filters |  | Nos | SUN FILTRATION |  | FILTER
1748 | LAHC11217 | RDH 250 K NICOTRA MAKE |  | Nos | NICOTRA |  | FAN
1749 | LAHC11218 | RDH 280 K NICOTRA MAKE |  | Nos | NICOTRA |  | FAN
1750 | LCCE26731 | SIEMENS 9.3 KW 3 PH TEFC-SQCAGE INDUCTION MOTOR 4 POLE FOOT MOUNTED-IE2 |  | Nos | SIEMENS |  | MOTOR
1751 | LAHC14445 | RIGID FILTER EU7 GRADE - 287 MM (W) x 592 MM (H) x 292MM (D)-Sun Filters |  | Nos | SUN FILTRATION |  | FILTER
1752 | LCCE26415 | ABB 22 KW 3 PH TEFC-SQCAGE INDUCTION MOTOR 2 POLE FOOT MOUNTED-IE2 |  | Nos | ABB |  | MOTOR
1753 | LCCE26987 | BHARATH BIJILEE 2.2 KW 3 PH TEFC-SQCAGE INDUCTION MOTOR 6 POLE FOOT MOUNTED-IE3 |  | Nos | BHARATH BIJILEE |  | MOTOR
1754 | LAHC24177 | HRW 1500 - Sensible Wheel |  | Nos | OEM |  | HEAT RECOVERY WHEEL
1755 | LCCC13585 | BELT SPB- 2360 |  | Nos | OEM |  | BELT
1756 | LAHC24178 | HRW 1600 - Sensible Wheel |  | Nos | OEM |  | HEAT RECOVERY WHEEL
1757 | LAHC11219 | RDH 315 K NICOTRA MAKE |  | Nos | NICOTRA |  | FAN
1758 | LCCE26932 | BHARATH BIJILEE 11 KW 3 PH TEFC-SQCAGE INDUCTION MOTOR 6 POLE FOOT MOUNTED-IE2 |  | Nos | BHARATH BIJILEE |  | MOTOR
1759 | LCCC13586 | BELT SPB- 2410 |  | Nos | OEM |  | BELT
1760 | LCCC13587 | BELT SPB- 2500 |  | Nos | OEM |  | BELT
1761 | LCCE26732 | SIEMENS 11 KW 3 PH TEFC-SQCAGE INDUCTION MOTOR 4 POLE FOOT MOUNTED-IE2 |  | Nos | SIEMENS |  | MOTOR
1762 | LAHC24179 | HRW 1700 - Sensible Wheel |  | Nos | OEM |  | HEAT RECOVERY WHEEL
1763 | LAHC11220 | RDH 355 K NICOTRA MAKE |  | Nos | NICOTRA |  | FAN
1764 | LAHC14447 | RIGID FILTER EU7 GRADE - 490 MM (W) x 592 MM (H) x 292MM (D)-Sun Filters |  | Nos | SUN FILTRATION |  | FILTER
1765 | LCCE26538 | CG 45 KW 3 PH TEFC-SQCAGE INDUCTION MOTOR 2 POLE FOOT MOUNTED-IE1 |  | Nos | CG |  | MOTOR
1766 | LAHE15102 | BULK HEAD FITTING WITH 40 WATTS LAMP |  | Nos | OEM |  | LAMP
1767 | LAHC15545 | FAN FLEXIBLE 630 |  | Nos | OEM |  | ANTI-VIBRATIONS
1768 | LCCE26672 | SIEMENS 11 KW 3 PH TEFC-SQCAGE INDUCTION MOTOR 4 POLE FOOT MOUNTED-IE1 |  | Nos | SIEMENS |  | MOTOR
1769 | LCCE26460 | ABB 75 KW 3 PH TEFC-SQCAGE INDUCTION MOTOR 6 POLE FOOT MOUNTED-IE3 |  | Nos | ABB |  | MOTOR
1770 | LCCE26377 | ABB 37 KW 3 PH TEFC-SQCAGE INDUCTION MOTOR 4 POLE FOOT MOUNTED-IE2 |  | Nos | ABB |  | MOTOR
1771 | LCCE26431 | ABB 9.3 KW 3 PH TEFC-SQCAGE INDUCTION MOTOR 4 POLE FOOT MOUNTED-IE3 |  | Nos | ABB |  | MOTOR
1772 | LCCH30510 | GI M4.2x19 PAN HEAD WITH PHILIPS RECESS SELF TAPPING SCREW |  | Nos | OEM |  | FASTENERS
1773 | LCCE26809 | SIEMENS 5.5 KW 3 PH TEFC-SQCAGE INDUCTION MOTOR 6 POLE FOOT MOUNTED-IE3 |  | Nos | SIEMENS |  | MOTOR
1774 | LCCE26675 | SIEMENS 22 KW 3 PH TEFC-SQCAGE INDUCTION MOTOR 4 POLE FOOT MOUNTED-IE1 |  | Nos | SIEMENS |  | MOTOR
1775 | LAHC11221 | RDH 400 K NICOTRA MAKE |  | Nos | NICOTRA |  | FAN
1776 | LAHC15546 | FAN FLEXIBLE 710 |  | Nos | OEM |  | ANTI-VIBRATIONS
1777 | LCCC13588 | BELT SPB- 2530 |  | Nos | OEM |  | BELT
1778 | LCCC12844 | TAPERLOCK BUSH MODEL 3020 DIA 55 |  | Nos | OEM | TAPPER LOCK | PULLEYS/BEARINGS
1779 | LCCH30511 | Blind type rivet nut -M6 (Flush Type) |  | Nos | OEM |  | FASTENERS
1780 | LAHC24180 | HRW 1800 - Sensible Wheel |  | Nos | OEM |  | HEAT RECOVERY WHEEL
1781 | LAHC11222 | RDH 450 K NICOTRA MAKE |  | Nos | NICOTRA |  | FAN
1782 | LAHC14448 | RIGID FILTER EU7 GRADE - 592 MM (W) x 490 MM (H) x 292MM (D)-Sun Filters |  | Nos | SUN FILTRATION |  | FILTER
1783 | LAHM48619 | WATER INLET STICKER |  | Nos | OEM |  | NAME PLATE/STICKER/LABELS
1784 | LCCE26738 | SIEMENS 45 KW 3 PH TEFC-SQCAGE INDUCTION MOTOR 4 POLE FOOT MOUNTED-IE2 |  | Nos | SIEMENS |  | MOTOR
1785 | LAHC11223 | RDH 500 K NICOTRA MAKE |  | Nos | NICOTRA |  | FAN
1786 | LAHM48603 | AHU NAME PLATE |  | Nos | OEM |  | NAME PLATE/STICKER/LABELS
1787 | LCCE26877 | BHARATH BIJILEE 37 KW 3 PH TEFC-SQCAGE INDUCTION MOTOR 6 POLE FOOT MOUNTED-IE1 |  | Nos | BHARATH BIJILEE |  | MOTOR
1788 | LAHC14449 | RIGID FILTER EU8 GRADE - 592 MM (W) x 592 MM (H) x 292MM (D)-Sun Filters |  | Nos | SUN FILTRATION |  | FILTER
1789 | LAHC14450 | RIGID FILTER EU8 GRADE - 287 MM (W) x 592 MM (H) x 292MM (D)-Sun Filters |  | Nos | SUN FILTRATION |  | FILTER
1790 | LAHC24181 | HRW 1900 - Sensible Wheel |  | Nos | OEM |  | HEAT RECOVERY WHEEL
1791 | LCCE26518 | CG 45 KW 3 PH TEFC-SQCAGE INDUCTION MOTOR 6 POLE FOOT MOUNTED-IE1 |  | Nos | CG |  | MOTOR
1792 | LCCC13589 | BELT SPB- 2650 |  | Nos | OEM |  | BELT
1793 | LAHC11224 | RDH 560 K NICOTRA MAKE |  | Nos | NICOTRA |  | FAN
1794 | LCCC13590 | BELT SPB- 2680 |  | Nos | OEM |  | BELT
1795 | LCCC12845 | TAPERLOCK BUSH MODEL 3020 DIA 60 |  | Nos | OEM | TAPPER LOCK | PULLEYS/BEARINGS
1796 | LCCE26589 | CG 5.5 KW 3 PH TEFC-SQCAGE INDUCTION MOTOR 2 POLE FOOT MOUNTED-IE2 |  | Nos | CG |  | MOTOR
1797 | LAHC11225 | RDH 630 K NICOTRA MAKE |  | Nos | NICOTRA |  | FAN
1798 | LCCE26997 | BHARATH BIJILEE 37 KW 3 PH TEFC-SQCAGE INDUCTION MOTOR 6 POLE FOOT MOUNTED-IE3 |  | Nos | BHARATH BIJILEE |  | MOTOR
1799 | LCCE26532 | CG 11 KW 3 PH TEFC-SQCAGE INDUCTION MOTOR 2 POLE FOOT MOUNTED-IE1 |  | Nos | CG |  | MOTOR
1800 | LCCC12846 | TAPERLOCK BUSH MODEL 3020 DIA 65 |  | Nos | OEM | TAPPER LOCK | PULLEYS/BEARINGS
1801 | LCCH30512 | SS M4.2x31 PAN HEAD WITH PHILIPS RECESS SELF TAPPING SCREW |  | Nos | OEM |  | FASTENERS
1802 | LAHC11226 | RDH 710 K NICOTRA MAKE |  | Nos | NICOTRA |  | FAN
1803 | LCCE26551 | CG 9.3 KW 3 PH TEFC-SQCAGE INDUCTION MOTOR 4 POLE FOOT MOUNTED-IE2 |  | Nos | CG |  | MOTOR
1804 | LCCC13591 | BELT SPB- 2800 |  | Nos | OEM |  | BELT
1805 | LCCE26612 | CG 11 KW 3 PH TEFC-SQCAGE INDUCTION MOTOR 4 POLE FOOT MOUNTED-IE3 |  | Nos | CG |  | MOTOR
1806 | LCCC12847 | TAPERLOCK BUSH MODEL 3020 DIA 70 |  | Nos | OEM | TAPPER LOCK | PULLEYS/BEARINGS
1807 | LCCC12848 | TAPERLOCK BUSH MODEL 3020 DIA 75 |  | Nos | OEM | TAPPER LOCK | PULLEYS/BEARINGS
1808 | LAHC11227 | RDH 800 K NICOTRA MAKE |  | Nos | NICOTRA |  | FAN
1809 | LCCE26783 | SIEMENS 0.55 KW 3 PH TEFC-SQCAGE INDUCTION MOTOR 4 POLE FOOT MOUNTED-IE3 |  | Nos | SIEMENS |  | MOTOR
1810 | LAHC11228 | RDH 900 K NICOTRA MAKE |  | Nos | NICOTRA |  | FAN
1811 | LAHC11229 | RDH 1000 K NICOTRA MAKE |  | Nos | NICOTRA |  | FAN
1812 | LCCC12849 | TAPERLOCK BUSH MODEL 3030 DIA 35 |  | Nos | OEM | TAPPER LOCK | PULLEYS/BEARINGS
1813 | LCCE26360 | ABB 75 KW 3 PH TEFC-SQCAGE INDUCTION MOTOR 2 POLE FOOT MOUNTED-IE1 |  | Nos | ABB |  | MOTOR
1814 | LCCE26921 | BHARATH BIJILEE 0.25 KW 3 PH TEFC-SQCAGE INDUCTION MOTOR 6 POLE FOOT MOUNTED-IE2 |  | Nos | BHARATH BIJILEE |  | MOTOR
1815 | LCCE26304 | ABB 0.75 KW 3 PH TEFC-SQCAGE INDUCTION MOTOR 4 POLE FOOT MOUNTED-IE1 |  | Nos | ABB |  | MOTOR
1816 | LCCH30513 | GI M4.2x19 TRUSS HEAD WITH PHILIPS RECESS SELF DRILLING SCREW | Panel | Nos | OEM |  | FASTENERS
1817 | LAHC11230 | RDH 1120 K NICOTRA MAKE |  | Nos | NICOTRA |  | FAN
1818 | LCCE26595 | CG 22 KW 3 PH TEFC-SQCAGE INDUCTION MOTOR 2 POLE FOOT MOUNTED-IE2 |  | Nos | CG |  | MOTOR
1819 | LAHC24182 | HRW 2000 - Sensible Wheel |  | Nos | OEM |  | HEAT RECOVERY WHEEL
1820 | LAHC11231 | RDH 1250 K NICOTRA MAKE |  | Nos | NICOTRA |  | FAN
1821 | LCCE26611 | CG 9.3 KW 3 PH TEFC-SQCAGE INDUCTION MOTOR 4 POLE FOOT MOUNTED-IE3 |  | Nos | CG |  | MOTOR
1822 | LCCE26960 | BHARATH BIJILEE 75 KW 3 PH TEFC-SQCAGE INDUCTION MOTOR 2 POLE FOOT MOUNTED-IE2 |  | Nos | BHARATH BIJILEE |  | MOTOR
1823 | LCCE26385 | ABB 1.1 KW 3 PH TEFC-SQCAGE INDUCTION MOTOR 6 POLE FOOT MOUNTED-IE2 |  | Nos | ABB |  | MOTOR
1824 | LCCE26678 | SIEMENS 45 KW 3 PH TEFC-SQCAGE INDUCTION MOTOR 4 POLE FOOT MOUNTED-IE1 |  | Nos | SIEMENS |  | MOTOR
1825 | LCCE26970 | BHARATH BIJILEE 7.5 KW 3 PH TEFC-SQCAGE INDUCTION MOTOR 4 POLE FOOT MOUNTED-IE3 |  | Nos | BHARATH BIJILEE |  | MOTOR
1826 | LCCE26864 | BHARATH BIJILEE 0.75 KW 3 PH TEFC-SQCAGE INDUCTION MOTOR 6 POLE FOOT MOUNTED-IE1 |  | Nos | BHARATH BIJILEE |  | MOTOR
1827 | LCCC13592 | BELT SPB- 2840 |  | Nos | OEM |  | BELT
1828 | LAHC24183 | HRW 2130 - Sensible Wheel |  | Nos | OEM |  | HEAT RECOVERY WHEEL
1829 | LAHC11232 | RDH 1400 K NICOTRA MAKE |  | Nos | NICOTRA |  | FAN
1830 | LAHC11233 | BNA 315 CM KRUGER MAKE |  | Nos | KRUGER |  | FAN
1831 | LCCC12850 | TAPERLOCK BUSH MODEL 3030 DIA 38 |  | Nos | OEM | TAPPER LOCK | PULLEYS/BEARINGS
1832 | LCCE26693 | SIEMENS 15 KW 3 PH TEFC-SQCAGE INDUCTION MOTOR 6 POLE FOOT MOUNTED-IE1 |  | Nos | SIEMENS |  | MOTOR
1833 | LCCE26741 | SIEMENS 0.25 KW 3 PH TEFC-SQCAGE INDUCTION MOTOR 6 POLE FOOT MOUNTED-IE2 |  | Nos | SIEMENS |  | MOTOR
1834 | LAHC24184 | HRW 2200 - Sensible Wheel |  | Nos | OEM |  | HEAT RECOVERY WHEEL
1835 | LCCE26648 | CG 3.7 KW 3 PH TEFC-SQCAGE INDUCTION MOTOR 2 POLE FOOT MOUNTED-IE3 |  | Nos | CG |  | MOTOR
1836 | LAHC14452 | RIGID FILTER EU8 GRADE - 490 MM (W) x 592 MM (H) x 292MM (D)-Sun Filters |  | Nos | SUN FILTRATION |  | FILTER
1837 | LCCE26409 | ABB 5.5 KW 3 PH TEFC-SQCAGE INDUCTION MOTOR 2 POLE FOOT MOUNTED-IE2 |  | Nos | ABB |  | MOTOR
1838 | LCCC12851 | TAPERLOCK BUSH MODEL 3030 DIA 40 |  | Nos | OEM | TAPPER LOCK | PULLEYS/BEARINGS
1839 | LAHC14453 | RIGID FILTER EU8 GRADE - 592 MM (W) x 490 MM (H) x 292MM (D)-Sun Filters |  | Nos | SUN FILTRATION |  | FILTER
1840 | LCCE26816 | SIEMENS 30 KW 3 PH TEFC-SQCAGE INDUCTION MOTOR 6 POLE FOOT MOUNTED-IE3 |  | Nos | SIEMENS |  | MOTOR
1841 | LCCE27020 | BHARATH BIJILEE 75 KW 3 PH TEFC-SQCAGE INDUCTION MOTOR 2 POLE FOOT MOUNTED-IE3 |  | Nos | BHARATH BIJILEE |  | MOTOR
1842 | LAHC24185 | HRW 2400 - Sensible Wheel |  | Nos | OEM |  | HEAT RECOVERY WHEEL
1843 | LCCE26454 | ABB 18.5 KW 3 PH TEFC-SQCAGE INDUCTION MOTOR 6 POLE FOOT MOUNTED-IE3 |  | Nos | ABB |  | MOTOR
1844 | LCCE26973 | BHARATH BIJILEE 15 KW 3 PH TEFC-SQCAGE INDUCTION MOTOR 4 POLE FOOT MOUNTED-IE3 |  | Nos | BHARATH BIJILEE |  | MOTOR
1845 | LCCE26759 | SIEMENS 55 KW 3 PH TEFC-SQCAGE INDUCTION MOTOR 6 POLE FOOT MOUNTED-IE2 |  | Nos | SIEMENS |  | MOTOR
1846 | LCCC12852 | TAPERLOCK BUSH MODEL 3030 DIA 42 |  | Nos | OEM | TAPPER LOCK | PULLEYS/BEARINGS
1847 | LCCC13593 | BELT SPB- 3000 |  | Nos | OEM |  | BELT
1848 | LCCC13594 | BELT SPB- 3150 |  | Nos | OEM |  | BELT
1849 | LCCE26760 | SIEMENS 75 KW 3 PH TEFC-SQCAGE INDUCTION MOTOR 6 POLE FOOT MOUNTED-IE2 |  | Nos | SIEMENS |  | MOTOR
1850 | LCCE26942 | BHARATH BIJILEE 0.37 KW 3 PH TEFC-SQCAGE INDUCTION MOTOR 2 POLE FOOT MOUNTED-IE2 |  | Nos | BHARATH BIJILEE |  | MOTOR
1851 | LAHC14454 | RIGID FILTER EU9 GRADE - 592 MM (W) x 592 MM (H) x 292MM (D)-Sun Filters |  | Nos | SUN FILTRATION |  | FILTER
1852 | LAHC11234 | BNA 355 CM KRUGER MAKE |  | Nos | KRUGER |  | FAN
1853 | LCCH30514 | GI M4.2x25 PAN HEAD WITH PHILIPS RECESS SELF DRILLING SCREW |  | Nos | OEM |  | FASTENERS
1854 | LCCE26665 | SIEMENS 1.1 KW 3 PH TEFC-SQCAGE INDUCTION MOTOR 4 POLE FOOT MOUNTED-IE1 |  | Nos | SIEMENS |  | MOTOR
1855 | LCCE26881 | BHARATH BIJILEE 0.25 KW 3 PH TEFC-SQCAGE INDUCTION MOTOR 2 POLE FOOT MOUNTED-IE1 |  | Nos | BHARATH BIJILEE |  | MOTOR
1856 | LCCC13595 | BELT SPB- 3170 |  | Nos | OEM |  | BELT
1857 | LAHC23702 | ALUMINUM OMEGA PROFILE - 40-23 MM ROUNDED NTBK | 40-45 | Meters | OEM |  | ALUMINIUM PROFILES
1858 | LCCE26919 | BHARATH BIJILEE 55 KW 3 PH TEFC-SQCAGE INDUCTION MOTOR 4 POLE FOOT MOUNTED-IE2 |  | Nos | BHARATH BIJILEE |  | MOTOR
1859 | LCCE26799 | SIEMENS 55 KW 3 PH TEFC-SQCAGE INDUCTION MOTOR 4 POLE FOOT MOUNTED-IE3 |  | Nos | SIEMENS |  | MOTOR
1860 | LCCE26558 | CG 45 KW 3 PH TEFC-SQCAGE INDUCTION MOTOR 4 POLE FOOT MOUNTED-IE2 |  | Nos | CG |  | MOTOR
1861 | LAHC11235 | BNA 400 CM KRUGER MAKE |  | Nos | KRUGER |  | FAN
1862 | LCCE26993 | BHARATH BIJILEE 15 KW 3 PH TEFC-SQCAGE INDUCTION MOTOR 6 POLE FOOT MOUNTED-IE3 |  | Nos | BHARATH BIJILEE |  | MOTOR
1863 | LCCC13596 | BELT SPB- 3350 |  | Nos | OEM |  | BELT
1864 | LAHC14455 | RIGID FILTER EU9 GRADE - 287 MM (W) x 592 MM (H) x 292MM (D)-Sun Filters |  | Nos | SUN FILTRATION |  | FILTER
1865 | LCCR07510 | GI sheet 1mm THK 180 GSM | 1 | Kgs | OEM |  | G.I / COATED SHEETS
1866 | LCCE26605 | CG 1.1 KW 3 PH TEFC-SQCAGE INDUCTION MOTOR 4 POLE FOOT MOUNTED-IE3 |  | Nos | CG |  | MOTOR
1867 | LAHC11236 | BNA 450 CM KRUGER MAKE |  | Nos | KRUGER |  | FAN
1868 | LCCC13597 | BELT SPB- 3550 |  | Nos | OEM |  | BELT
1869 | LCCC13598 | BELT SPB- 3750 |  | Nos | OEM |  | BELT
1870 | LCCE26491 | CG 9.3 KW 3 PH TEFC-SQCAGE INDUCTION MOTOR 4 POLE FOOT MOUNTED-IE1 |  | Nos | CG |  | MOTOR
1871 | LCCE26842 | BHARATH BIJILEE 0.37 KW 3 PH TEFC-SQCAGE INDUCTION MOTOR 4 POLE FOOT MOUNTED-IE1 |  | Nos | BHARATH BIJILEE |  | MOTOR
1872 | LAHC11237 | BNA 500 CM KRUGER MAKE |  | Nos | KRUGER |  | FAN
1873 | LAHC24186 | HRW 2600 - Sensible Wheel |  | Nos | OEM |  | HEAT RECOVERY WHEEL
1874 | LAHC14457 | RIGID FILTER EU9 GRADE - 490 MM (W) x 592 MM (H) x 292MM (D)-Sun Filters |  | Nos | SUN FILTRATION |  | FILTER
1875 | LAHC15547 | FAN FLEXIBLE 800 |  | Nos | OEM |  | ANTI-VIBRATIONS
1876 | LCCC13599 | BELT SPB- 3800 |  | Nos | OEM |  | BELT
1877 | LCCE26771 | SIEMENS 9.3 KW 3 PH TEFC-SQCAGE INDUCTION MOTOR 2 POLE FOOT MOUNTED-IE2 |  | Nos | SIEMENS |  | MOTOR
1878 | LCCC12853 | TAPERLOCK BUSH MODEL 3030 DIA 45 |  | Nos | OEM | TAPPER LOCK | PULLEYS/BEARINGS
1879 | LAHC14458 | RIGID FILTER EU9 GRADE - 592 MM (W) x 490 MM (H) x 292MM (D)-Sun Filters |  | Nos | SUN FILTRATION |  | FILTER
1880 | LCCC12854 | TAPERLOCK BUSH MODEL 3030 DIA 48 |  | Nos | OEM | TAPPER LOCK | PULLEYS/BEARINGS
1881 | LCCE27018 | BHARATH BIJILEE 45 KW 3 PH TEFC-SQCAGE INDUCTION MOTOR 2 POLE FOOT MOUNTED-IE3 |  | Nos | BHARATH BIJILEE |  | MOTOR
1882 | LCCE26472 | ABB 11 KW 3 PH TEFC-SQCAGE INDUCTION MOTOR 2 POLE FOOT MOUNTED-IE3 |  | Nos | ABB |  | MOTOR
1883 | LCCC15404 | SX5 |  | Nos | OEM |  | MOTOR BASE
1884 | LAHC24187 | HRW 2800 - Sensible Wheel |  | Nos | OEM |  | HEAT RECOVERY WHEEL
1885 | LCCE26714 | SIEMENS 18.5 KW 3 PH TEFC-SQCAGE INDUCTION MOTOR 2 POLE FOOT MOUNTED-IE1 |  | Nos | SIEMENS |  | MOTOR
1886 | LCCE26631 | CG 9.3 KW 3 PH TEFC-SQCAGE INDUCTION MOTOR 6 POLE FOOT MOUNTED-IE3 |  | Nos | CG |  | MOTOR
1887 | LCCE26347 | ABB 2.2 KW 3 PH TEFC-SQCAGE INDUCTION MOTOR 2 POLE FOOT MOUNTED-IE1 |  | Nos | ABB |  | MOTOR
1888 | LCCE26679 | SIEMENS 55 KW 3 PH TEFC-SQCAGE INDUCTION MOTOR 4 POLE FOOT MOUNTED-IE1 |  | Nos | SIEMENS |  | MOTOR
1889 | LCCE26391 | ABB 9.3 KW 3 PH TEFC-SQCAGE INDUCTION MOTOR 6 POLE FOOT MOUNTED-IE2 |  | Nos | ABB |  | MOTOR
1890 | LCCR07508 | GI sheet 0.6mm THK 180 GSM | 0.6 | Kgs | OEM |  | G.I / COATED SHEETS
1891 | LCCE26866 | BHARATH BIJILEE 1.5 KW 3 PH TEFC-SQCAGE INDUCTION MOTOR 6 POLE FOOT MOUNTED-IE1 |  | Nos | BHARATH BIJILEE |  | MOTOR
1892 | LCCE26452 | ABB 11 KW 3 PH TEFC-SQCAGE INDUCTION MOTOR 6 POLE FOOT MOUNTED-IE3 |  | Nos | ABB |  | MOTOR
1893 | LAHC15548 | FAN FLEXIBLE 900 |  | Nos | OEM |  | ANTI-VIBRATIONS
1894 | LCCE26637 | CG 37 KW 3 PH TEFC-SQCAGE INDUCTION MOTOR 6 POLE FOOT MOUNTED-IE3 |  | Nos | CG |  | MOTOR
1895 | LCCE26432 | ABB 11 KW 3 PH TEFC-SQCAGE INDUCTION MOTOR 4 POLE FOOT MOUNTED-IE3 |  | Nos | ABB |  | MOTOR
1896 | LCCE26833 | SIEMENS 15 KW 3 PH TEFC-SQCAGE INDUCTION MOTOR 2 POLE FOOT MOUNTED-IE3 |  | Nos | SIEMENS |  | MOTOR
1897 | LCCE26748 | SIEMENS 3.7 KW 3 PH TEFC-SQCAGE INDUCTION MOTOR 6 POLE FOOT MOUNTED-IE2 |  | Nos | SIEMENS |  | MOTOR
1898 | LCCC12855 | TAPERLOCK BUSH MODEL 3030 DIA 50 |  | Nos | OEM | TAPPER LOCK | PULLEYS/BEARINGS
1899 | LCCE26625 | CG 1.1 KW 3 PH TEFC-SQCAGE INDUCTION MOTOR 6 POLE FOOT MOUNTED-IE3 |  | Nos | CG |  | MOTOR
1900 | LCCE26664 | SIEMENS 0.75 KW 3 PH TEFC-SQCAGE INDUCTION MOTOR 4 POLE FOOT MOUNTED-IE1 |  | Nos | SIEMENS |  | MOTOR
1901 | LCCE26918 | BHARATH BIJILEE 45 KW 3 PH TEFC-SQCAGE INDUCTION MOTOR 4 POLE FOOT MOUNTED-IE2 |  | Nos | BHARATH BIJILEE |  | MOTOR
1902 | LCCE26768 | SIEMENS 3.7 KW 3 PH TEFC-SQCAGE INDUCTION MOTOR 2 POLE FOOT MOUNTED-IE2 |  | Nos | SIEMENS |  | MOTOR
1903 | LAHC24188 | HRW 3000 - Sensible Wheel |  | Nos | OEM |  | HEAT RECOVERY WHEEL
1904 | LCCC13600 | BELT SPB- 4000 |  | Nos | OEM |  | BELT
1905 | LCCC13601 | BELT SPB- 4250 |  | Nos | OEM |  | BELT
1906 | LCCC13602 | BELT SPB- 4310 |  | Nos | OEM |  | BELT
1907 | LCCC12856 | TAPERLOCK BUSH MODEL 3030 DIA 55 |  | Nos | OEM | TAPPER LOCK | PULLEYS/BEARINGS
1908 | LCCC13603 | BELT SPB- 4500 |  | Nos | OEM |  | BELT
1909 | LCCC13604 | BELT SPB- 4560 |  | Nos | OEM |  | BELT
1910 | LCCE26692 | SIEMENS 11 KW 3 PH TEFC-SQCAGE INDUCTION MOTOR 6 POLE FOOT MOUNTED-IE1 |  | Nos | SIEMENS |  | MOTOR
1911 | LCCE26635 | CG 22 KW 3 PH TEFC-SQCAGE INDUCTION MOTOR 6 POLE FOOT MOUNTED-IE3 |  | Nos | CG |  | MOTOR
1912 | LAHC11238 | BNA 560 CM KRUGER MAKE |  | Nos | KRUGER |  | FAN
1913 | LCCE26303 | ABB 0.55 KW 3 PH TEFC-SQCAGE INDUCTION MOTOR 4 POLE FOOT MOUNTED-IE1 |  | Nos | ABB |  | MOTOR
1914 | LAHL40001 | ACRYLIC CLEAR SILICON SEALANT |  | Nos | OEM |  | CONSUMABLES
1915 | LCCR07503 | GI sheet 1mm THK 120 GSM | 1 | Kgs | OEM |  | G.I / COATED SHEETS
1916 | LCCC13605 | BELT SPB- 4750 |  | Nos | OEM |  | BELT
1917 | LAHC11239 | BNA 630 CM KRUGER MAKE |  | Nos | KRUGER |  | FAN
1918 | LAHC15209 | 50mm TBK - 3 Way Corner | 50-48-C | Nos | OEM |  | PLASTIC PARTS
1919 | LCCE26698 | SIEMENS 45 KW 3 PH TEFC-SQCAGE INDUCTION MOTOR 6 POLE FOOT MOUNTED-IE1 |  | Nos | SIEMENS |  | MOTOR
1920 | LCCE26513 | CG 15 KW 3 PH TEFC-SQCAGE INDUCTION MOTOR 6 POLE FOOT MOUNTED-IE1 |  | Nos | CG |  | MOTOR
1921 | LCCE26336 | ABB 30 KW 3 PH TEFC-SQCAGE INDUCTION MOTOR 6 POLE FOOT MOUNTED-IE1 |  | Nos | ABB |  | MOTOR
1922 | LAHC15549 | FAN FLEXIBLE 1000 |  | Nos | OEM |  | ANTI-VIBRATIONS
1923 | LCCE26593 | CG 15 KW 3 PH TEFC-SQCAGE INDUCTION MOTOR 2 POLE FOOT MOUNTED-IE2 |  | Nos | CG |  | MOTOR
1924 | LCCC13606 | BELT SPB- 4820 |  | Nos | OEM |  | BELT
1925 | LCCE26825 | SIEMENS 1.1 KW 3 PH TEFC-SQCAGE INDUCTION MOTOR 2 POLE FOOT MOUNTED-IE3 |  | Nos | SIEMENS |  | MOTOR
1926 | LCCE26776 | SIEMENS 30 KW 3 PH TEFC-SQCAGE INDUCTION MOTOR 2 POLE FOOT MOUNTED-IE2 |  | Nos | SIEMENS |  | MOTOR
1927 | LCCC13607 | BELT SPB- 5000 |  | Nos | OEM |  | BELT
1928 | LCCE26660 | CG 75 KW 3 PH TEFC-SQCAGE INDUCTION MOTOR 2 POLE FOOT MOUNTED-IE3 |  | Nos | CG |  | MOTOR
1929 | LCCC12857 | TAPERLOCK BUSH MODEL 3030 DIA 60 |  | Nos | OEM | TAPPER LOCK | PULLEYS/BEARINGS
1930 | LAHC15203 | 30mm NTBK - 3 Way Corner | 30-25 | Nos | OEM |  | PLASTIC PARTS
1931 | LCCE26430 | ABB 7.5 KW 3 PH TEFC-SQCAGE INDUCTION MOTOR 4 POLE FOOT MOUNTED-IE3 |  | Nos | ABB |  | MOTOR
1932 | LCCC13608 | BELT SPB- 5070 |  | Nos | OEM |  | BELT
1933 | LCCE26313 | ABB 15 KW 3 PH TEFC-SQCAGE INDUCTION MOTOR 4 POLE FOOT MOUNTED-IE1 |  | Nos | ABB |  | MOTOR
1934 | LCCE26907 | BHARATH BIJILEE 2.2 KW 3 PH TEFC-SQCAGE INDUCTION MOTOR 4 POLE FOOT MOUNTED-IE2 |  | Nos | BHARATH BIJILEE |  | MOTOR
1935 | LAHC14459 | HEPA FILTER EU13 GRADE - 610 MM (W) x 610 MM (H) x 305MM (D)-Sun Filters |  | Nos | SUN FILTRATION |  | FILTER
1936 | LCCE26797 | SIEMENS 37 KW 3 PH TEFC-SQCAGE INDUCTION MOTOR 4 POLE FOOT MOUNTED-IE3 |  | Nos | SIEMENS |  | MOTOR
1937 | LAHC11240 | BNA 710 CM KRUGER MAKE |  | Nos | KRUGER |  | FAN
1938 | LAHC24662 | RUBBER BOOT 3 inch 50mm DEPTH |  | Nos | OEM |  | Rubber
1939 | LCCC13609 | BELT SPB- 5300 |  | Nos | OEM |  | BELT
1940 | LCCC13610 | BELT SPB- 5380 |  | Nos | OEM |  | BELT
1941 | LCCE26503 | CG 0.55 KW 3 PH TEFC-SQCAGE INDUCTION MOTOR 6 POLE FOOT MOUNTED-IE1 |  | Nos | CG |  | MOTOR
1942 | LAHC14460 | HEPA FILTER EU13 GRADE - 610 MM (W) x 305 MM (H) x 305MM (D)-Sun Filters |  | Nos | SUN FILTRATION |  | FILTER
1943 | LCCE26386 | ABB 1.5 KW 3 PH TEFC-SQCAGE INDUCTION MOTOR 6 POLE FOOT MOUNTED-IE2 |  | Nos | ABB |  | MOTOR
1944 | LCCE26860 | BHARATH BIJILEE 75 KW 3 PH TEFC-SQCAGE INDUCTION MOTOR 4 POLE FOOT MOUNTED-IE1 |  | Nos | BHARATH BIJILEE |  | MOTOR
1945 | LCCE26798 | SIEMENS 45 KW 3 PH TEFC-SQCAGE INDUCTION MOTOR 4 POLE FOOT MOUNTED-IE3 |  | Nos | SIEMENS |  | MOTOR
1946 | LCCC12858 | TAPERLOCK BUSH MODEL 3030 DIA 65 |  | Nos | OEM | TAPPER LOCK | PULLEYS/BEARINGS
1947 | LCCC13611 | BELT SPB- 5600 |  | Nos | OEM |  | BELT
1948 | LCCC13612 | BELT SPB- 5680 |  | Nos | OEM |  | BELT
1949 | LCCE26380 | ABB 75 KW 3 PH TEFC-SQCAGE INDUCTION MOTOR 4 POLE FOOT MOUNTED-IE2 |  | Nos | ABB |  | MOTOR
1950 | LCCM47002 | HSS Hole saw Mandle big |  | Nos | OEM |  | Hand Tools
1951 | LCCE26379 | ABB 55 KW 3 PH TEFC-SQCAGE INDUCTION MOTOR 4 POLE FOOT MOUNTED-IE2 |  | Nos | ABB |  | MOTOR
1952 | LAHC15550 | FAN FLEXIBLE 1120 |  | Nos | OEM |  | ANTI-VIBRATIONS
1953 | LCCE26509 | CG 5.5 KW 3 PH TEFC-SQCAGE INDUCTION MOTOR 6 POLE FOOT MOUNTED-IE1 |  | Nos | CG |  | MOTOR
1954 | LCCH30515 | GI M5.5x38 HEX. WASHER HEAD SELF DRILLING SCREW |  | Nos | OEM |  | FASTENERS
1955 | LCCE26407 | ABB 2.2 KW 3 PH TEFC-SQCAGE INDUCTION MOTOR 2 POLE FOOT MOUNTED-IE2 |  | Nos | ABB |  | MOTOR
1956 | LCCC13613 | BELT SPB- 6000 |  | Nos | OEM |  | BELT
1957 | LAHC11241 | BNA 800 CM KRUGER MAKE |  | Nos | KRUGER |  | FAN
1958 | LAHC11242 | BNA 900 CM KRUGER MAKE |  | Nos | KRUGER |  | FAN
1959 | LAHC14461 | HEPA FILTER EU13 GRADE - 305 MM (W) x 610 MM (H) x 305MM (D)-Sun Filters |  | Nos | SUN FILTRATION |  | FILTER
1960 | LAHC14462 | HEPA FILTER EU14 GRADE - 610 MM (W) x 610 MM (H) x 305MM (D)-Sun Filters |  | Nos | SUN FILTRATION |  | FILTER
1961 | LCCE26984 | BHARATH BIJILEE 0.75 KW 3 PH TEFC-SQCAGE INDUCTION MOTOR 6 POLE FOOT MOUNTED-IE3 |  | Nos | BHARATH BIJILEE |  | MOTOR
1962 | LCCE26912 | BHARATH BIJILEE 11 KW 3 PH TEFC-SQCAGE INDUCTION MOTOR 4 POLE FOOT MOUNTED-IE2 |  | Nos | BHARATH BIJILEE |  | MOTOR
1963 | LAHC11243 | BNA 1000 CM KRUGER MAKE |  | Nos | KRUGER |  | FAN
1964 | LCCC12859 | TAPERLOCK BUSH MODEL 3030 DIA 70 |  | Nos | OEM | TAPPER LOCK | PULLEYS/BEARINGS
1965 | LAHC11244 | BNA 1120 CM KRUGER MAKE |  | Nos | KRUGER |  | FAN
1966 | LAHE15104 | 5 AMPS SWITCH |  | Nos | OEM |  | Switch
1967 | LCCE26527 | CG 2.2 KW 3 PH TEFC-SQCAGE INDUCTION MOTOR 2 POLE FOOT MOUNTED-IE1 |  | Nos | CG |  | MOTOR
1968 | LAHC11245 | BNA 1250 CM KRUGER MAKE |  | Nos | KRUGER |  | FAN
1969 | LCCC13614 | BELT SPB- 6300 |  | Nos | OEM |  | BELT
1970 | LAHC15551 | FAN FLEXIBLE 1250 |  | Nos | OEM |  | ANTI-VIBRATIONS
1971 | LCCC13615 | BELT SPB- 6340 |  | Nos | OEM |  | BELT
1972 | LCCH30516 | GI M5.5x60 HEX. WASHER HEAD SELF DRILLING SCREW |  | Nos | OEM |  | FASTENERS
1973 | LCCC13616 | BELT SPB- 6700 |  | Nos | OEM |  | BELT
1974 | LAHC14463 | HEPA FILTER EU14 GRADE - 610 MM (W) x 305 MM (H) x 305MM (D)-Sun Filters |  | Nos | SUN FILTRATION |  | FILTER
1975 | LCCE26882 | BHARATH BIJILEE 0.37 KW 3 PH TEFC-SQCAGE INDUCTION MOTOR 2 POLE FOOT MOUNTED-IE1 |  | Nos | BHARATH BIJILEE |  | MOTOR
1976 | LCCH30651 | POP RIVET 1/8 inch |  | Nos | OEM |  | FASTENERS
1977 | LCCC13617 | BELT SPB- 7100 |  | Nos | OEM |  | BELT
1978 | LAHC14464 | HEPA FILTER EU14 GRADE - 305 MM (W) x 610 MM (H) x 305MM (D)-Sun Filters |  | Nos | SUN FILTRATION |  | FILTER
1979 | LCCE26373 | ABB 15 KW 3 PH TEFC-SQCAGE INDUCTION MOTOR 4 POLE FOOT MOUNTED-IE2 |  | Nos | ABB |  | MOTOR
1980 | LCCE26904 | BHARATH BIJILEE 0.75 KW 3 PH TEFC-SQCAGE INDUCTION MOTOR 4 POLE FOOT MOUNTED-IE2 |  | Nos | BHARATH BIJILEE |  | MOTOR
1981 | LCCE26817 | SIEMENS 37 KW 3 PH TEFC-SQCAGE INDUCTION MOTOR 6 POLE FOOT MOUNTED-IE3 |  | Nos | SIEMENS |  | MOTOR
1982 | LCCE26663 | SIEMENS 0.55 KW 3 PH TEFC-SQCAGE INDUCTION MOTOR 4 POLE FOOT MOUNTED-IE1 |  | Nos | SIEMENS |  | MOTOR
1983 | LCCC12860 | TAPERLOCK BUSH MODEL 3030 DIA 75 |  | Nos | OEM | TAPPER LOCK | PULLEYS/BEARINGS
1984 | LCCE26687 | SIEMENS 2.2 KW 3 PH TEFC-SQCAGE INDUCTION MOTOR 6 POLE FOOT MOUNTED-IE1 |  | Nos | SIEMENS |  | MOTOR
1985 | LCCE26666 | SIEMENS 1.5 KW 3 PH TEFC-SQCAGE INDUCTION MOTOR 4 POLE FOOT MOUNTED-IE1 |  | Nos | SIEMENS |  | MOTOR
1986 | LCCE26479 | ABB 55 KW 3 PH TEFC-SQCAGE INDUCTION MOTOR 2 POLE FOOT MOUNTED-IE3 |  | Nos | ABB |  | MOTOR
1987 | LCCE26441 | ABB 0.25 KW 3 PH TEFC-SQCAGE INDUCTION MOTOR 6 POLE FOOT MOUNTED-IE3 |  | Nos | ABB |  | MOTOR
1988 | LCCH30652 | POP RIVET 5/32 inch |  | Nos | OEM |  | FASTENERS
1989 | LCCE26471 | ABB 9.3 KW 3 PH TEFC-SQCAGE INDUCTION MOTOR 2 POLE FOOT MOUNTED-IE3 |  | Nos | ABB |  | MOTOR
1990 | LAHC15552 | FAN FLEXIBLE 1400 |  | Nos | OEM |  | ANTI-VIBRATIONS
1991 | LCCC12861 | TAPERLOCK BUSH MODEL 2012 DIA 14 |  | Nos | OEM | TAPPER LOCK | PULLEYS/BEARINGS
1992 | LCCC13618 | BELT SPB- 7500 |  | Nos | OEM |  | BELT
1993 | LCCE27014 | BHARATH BIJILEE 18.5 KW 3 PH TEFC-SQCAGE INDUCTION MOTOR 2 POLE FOOT MOUNTED-IE3 |  | Nos | BHARATH BIJILEE |  | MOTOR
1994 | LCCE26654 | CG 18.5 KW 3 PH TEFC-SQCAGE INDUCTION MOTOR 2 POLE FOOT MOUNTED-IE3 |  | Nos | CG |  | MOTOR
1995 | LCCC13619 | BELT SPB- 8000 |  | Nos | OEM |  | BELT
1996 | LCCE26818 | SIEMENS 45 KW 3 PH TEFC-SQCAGE INDUCTION MOTOR 6 POLE FOOT MOUNTED-IE3 |  | Nos | SIEMENS |  | MOTOR
1997 | LCCE26597 | CG 37 KW 3 PH TEFC-SQCAGE INDUCTION MOTOR 2 POLE FOOT MOUNTED-IE2 |  | Nos | CG |  | MOTOR
1998 | LCCE26470 | ABB 7.5 KW 3 PH TEFC-SQCAGE INDUCTION MOTOR 2 POLE FOOT MOUNTED-IE3 |  | Nos | ABB |  | MOTOR
1999 | LAHC14465 | BAG FILTER EU7 GRADE - 592 MM (W) x 592 MM (H) x 305MM (D) |  | Nos | OEM |  | FILTER
2000 | LAHC14466 | BAG FILTER EU7 GRADE - 287 MM (W) x 592 MM (H) x 305MM (D) |  | Nos | OEM |  | FILTER
2001 | LAHC14468 | BAG FILTER EU7 GRADE - 490 MM (W) x 592 MM (H) x 305MM (D) |  | Nos | OEM |  | FILTER
2002 | LAHC14469 | BAG FILTER EU7 GRADE - 592 MM (W) x 490 MM (H) x 305MM (D) |  | Nos | OEM |  | FILTER
2003 | LAHC14470 | BAG FILTER EU8 GRADE - 592 MM (W) x 592 MM (H) x 305MM (D) |  | Nos | OEM |  | FILTER
2004 | LAHC14471 | BAG FILTER EU8 GRADE - 287 MM (W) x 592 MM (H) x 305MM (D) |  | Nos | OEM |  | FILTER
2005 | LAHC14473 | BAG FILTER EU8 GRADE - 490 MM (W) x 592 MM (H) x 305MM (D) |  | Nos | OEM |  | FILTER
2006 | LAHC14474 | BAG FILTER EU8 GRADE - 592 MM (W) x 490 MM (H) x 305MM (D) |  | Nos | OEM |  | FILTER
2007 | LAHC14475 | BAG FILTER EU9 GRADE - 592 MM (W) x 592 MM (H) x 305MM (D) |  | Nos | OEM |  | FILTER
2008 | LAHC14476 | BAG FILTER EU9 GRADE - 287 MM (W) x 592 MM (H) x 305MM (D) |  | Nos | OEM |  | FILTER
2009 | LAHC14478 | BAG FILTER EU9 GRADE - 490 MM (W) x 592 MM (H) x 305MM (D) |  | Nos | OEM |  | FILTER
2010 | LAHC14479 | BAG FILTER EU9 GRADE - 592 MM (W) x 490 MM (H) x 305MM (D) |  | Nos | OEM |  | FILTER
2011 | LAHC15225 | 22mm Screw Guide Bush for AHU Panels - White |  | Nos | OEM |  | PLASTIC PARTS
2012 | LAHC15226 | 22mm Screw Guide Bush for AHU Panels - Black |  | Nos | OEM |  | PLASTIC PARTS
2013 | LAHC15227 | 42mm Screw Guide Bush for AHU Panels - White |  | Nos | OEM |  | PLASTIC PARTS
2014 | LAHC15228 | 42mm Screw Guide Bush for AHU Panels - Black |  | Nos | OEM |  | PLASTIC PARTS
2015 | LCCR07527 | 0.6mm Inner GI / 0.6mm Outer Prepainted - 25mm Sandwich Panel |  | Square Meters | OEM |  | Sandwich Panels
2016 | LCCR07528 | 0.6mm Inner GI / 0.6mm Outer Prepainted - 50mm Sandwich Panel |  | Square Meters | OEM |  | Sandwich Panels
2017 | LCCH30653 | POP RIVET 3/16 inch |  | Nos | OEM |  | FASTENERS
2018 | LCCH30654 | POP RIVET 5/16 inch |  | Nos | OEM |  | FASTENERS
2019 | LCCM48525 | 2 Ply Brown Corrugated Paper Rolls |  | Kgs | OEM |  | PACKING
2020 | LCCH23605 | Sealant Gun |  | Nos | OEM |  | Hardware
2021 | LAHC24665 | RUBBER BOOT 1 1/4 inch 25mm DEPTH |  | Nos | OEM |  | Rubber
2022 | LAHC24666 | RUBBER BOOT 1 1/4 inch 50mm DEPTH |  | Nos | OEM |  | Rubber
2023 | LAHC15229 | PLASTIC BUTTERFLY KNOB M8 x 18mm |  | Nos | OEM |  | PLASTIC PARTS
2024 | LAHC24757 | PE GASKETS 20MM x 3MM THK WITH ONE SIDE SELF ADHESIVE - 10m Rolls | Panel | Nos | OEM |  | GASKET & INSULATION
2025 | LCCC13620 | BELT SPA- 725 |  | Nos | OEM |  | BELT
2026 | LCCC13621 | BELT SPA- 732 |  | Nos | OEM |  | BELT
2027 | LCCC13622 | BELT SPA- 882 |  | Nos | OEM |  | BELT
2028 | LCCC13623 | BELT SPA- 1040 |  | Nos | OEM |  | BELT
2029 | LCCC13624 | BELT SPA- 967 |  | Nos | OEM |  | BELT
2030 | LCCC13625 | BELT SPA- 1025 |  | Nos | OEM |  | BELT
2031 | LCCC13626 | BELT SPA- 750 |  | Nos | OEM |  | BELT
2032 | LCCC13627 | BELT SPA- 1475 |  | Nos | OEM |  | BELT
2033 | LAHM48621 | AHU DRAIN PIPING DIAGRAM |  | Nos | OEM |  | NAME PLATE/STICKER/LABELS
2034 | LAHM48622 | EARTHING STICKER |  | Nos | OEM |  | NAME PLATE/STICKER/LABELS
2035 | LAHM48623 | NOTE STICKER - PART REMOVAL |  | Nos | OEM |  | NAME PLATE/STICKER/LABELS
2036 | LAHC14480 | SS STEEL MESH FILTER - 595 MM (W) x 595 MM (H) x 20 MM (D) |  | Nos | OEM |  | FILTER
2037 | LAHC14481 | SS STEEL MESH FILTER - 595 MM (W) x 490 MM (H) x 20 MM (D) |  | Nos | OEM |  | FILTER
2038 | LAHC14482 | HEPA FILTER EU13 GRADE - 610 MM (W) x 510 MM (H) x 292MM (D) |  | Nos | OEM |  | FILTER
2039 | LAHC14483 | POWDER COATED METALLIC MESH FILTER - 595 MM (W) x 595 MM (H) x 45 MM (D) |  | Nos | OEM |  | FILTER
2040 | LAHC14484 | POWDER COATED METALLIC MESH MESH FILTER - 595 MM (W) x 490 MM (H) x 45 MM (D) |  | Nos | OEM |  | FILTER
2041 | LAHC14485 | POWDER COATED METALLIC MESH MESH FILTER - 595 MM (W) x 290 MM (H) x 45 MM (D) |  | Nos | OEM |  | FILTER
2042 | LAHC15553 | FAN FLEXIBLE RSH 355 (230X460) |  | Nos | OEM |  | ANTI-VIBRATIONS
2043 | LAHC15554 | FAN FLEXIBLE RSH 450 (290X575) |  | Nos | OEM |  | ANTI-VIBRATIONS
2044 | LAHC11246 | RSH 355 NICOTRA MAKE |  | Nos | NICOTRA |  | FAN
2045 | LAHC11247 | RSH 450 NICOTRA MAKE |  | Nos | NICOTRA |  | FAN
2046 | LCCC13628 | BELT SPA- 1132 |  | Nos | OEM |  | BELT
2047 | LCCC13629 | BELT SPA- 782 |  | Nos | OEM |  | BELT
2048 | LCCC12862 | 190x2A |  | Nos | OEM | PULLEY | PULLEYS/BEARINGS
2049 | LCCC16903 | Carbon-di-Oxide Cylinder |  | Nos | OEM |  | CONSUMABLES
2050 | LCCC16904 | ARGON GAS CYLINDER |  | Nos | OEM |  | CONSUMABLES
2051 | LCCC16905 | COTTON KNITTED GLOVES |  | Nos | OEM |  | CONSUMABLES
2052 | LCCC16906 | HAND SLEEVE |  | Nos | OEM |  | CONSUMABLES
2053 | LCCC16907 | BANYIAN WASTE |  | Kgs | OEM |  | CONSUMABLES
2054 | LAHC24758 | 6mm THK POLYOLEFIN XPE INSULATION WITH ONE SIDE SELF ADHESIVE (Size : 1.2 m x 10m Rolls) |  | Nos | OEM |  | GASKET & INSULATION
2055 | LCCC15406 | Motor Base Plate : 63-100 |  | Nos | OEM |  | MOTOR BASE
2056 | LCCC15407 | Motor Base Plate : 92-112 |  | Nos | OEM |  | MOTOR BASE
2057 | LCCC15408 | Motor Base Plate : 92-132 |  | Nos | OEM |  | MOTOR BASE
2058 | LCCC15409 | Motor Base Plate : 160-180 |  | Nos | OEM |  | MOTOR BASE
2059 | LAHE15105 | CFL Lamp |  | Nos | OEM |  | ELECTRICAL
2060 | LAHC24400 | Cellulose Cooling Pad |  | Nos | OEM |  | HEAT RECOVERY WHEEL
2061 | LAHC27401 | Water Pump |  | Nos | OEM |  | PUMP
2062 | LAHC24401 | Air Washer |  | Nos | OEM |  | AIR WASHER
2063 | LCCH24666 | PVC Foaming Cap |  | Nos | OEM |  | PLASTIC PARTS
2064 | LAHS00003 | DX Condenser Coil |  | Nos | OEM |  | COOLING COIL
2065 | LCCC13630 | BELT SPA- 757 |  | Nos | OEM |  | BELT
2066 | LCCC12863 | 170x2A |  | Nos | OEM | PULLEY | PULLEYS/BEARINGS
2067 | LAHC14486 | RIGID FILTER EU5 GRADE - 592 MM (W) x 287 MM (H) x 292MM (D) |  | Nos | OEM |  | FILTER
2068 | LAHC14487 | RIGID FILTER EU6 GRADE - 592 MM (W) x 287 MM (H) x 292MM (D) |  | Nos | OEM |  | FILTER
2069 | LAHC14488 | RIGID FILTER EU7 GRADE - 592 MM (W) x 287 MM (H) x 292MM (D) |  | Nos | OEM |  | FILTER
2070 | LAHC14489 | RIGID FILTER EU8 GRADE - 592 MM (W) x 287 MM (H) x 292MM (D) |  | Nos | OEM |  | FILTER
2071 | LAHC14490 | RIGID FILTER EU9 GRADE - 592 MM (W) x 287 MM (H) x 292MM (D) |  | Nos | OEM |  | FILTER
2072 | LAHC15555 | ANTI-VIBRANT RUBBER PAD - 6 Inches x 6 1/2 Inches |  | Nos | OEM |  | ANTI-VIBRATIONS
2073 | LAHC24759 | 19mm THK OPEN CELL NITRILE FOAM INSULATION WITH ONE SIDE SELF ADHESIVE (Size : 1 m x 15m Rolls) |  | Nos | OEM |  | GASKET & INSULATION
2074 | LAHC24760 | 13mm THK OPEN CELL NITRILE FOAM INSULATION WITH ONE SIDE SELF ADHESIVE (Size : 1 m x 15m Rolls) |  | Nos | OEM |  | GASKET & INSULATION
2075 | LCCH30050 | ALLEN HEAD BOLT GI M6 x 30 |  | Nos | OEM |  | FASTENERS
2076 | LCCH30051 | ALLEN HEAD BOLT GI M6 x 50 |  | Nos | OEM |  | FASTENERS
2077 | LCCH30052 | ALLEN HEAD BOLT GI M6 x 60 |  | Nos | OEM |  | FASTENERS
2078 | LCCH30517 | GI M5.5x45 HEX. WASHER HEAD SELF DRILLING SCREW |  | Nos | OEM |  | FASTENERS
2079 | LAHC11248 | K3G500AQ3301 - EBM 500 DIA EC MOTOR PLUG FAN |  | Nos | EBM |  | FAN
2080 | LAHC14491 | BAG FILTER EU5 GRADE - 592 MM (W) x 287 MM (H) x 305MM (D) |  | Nos | OEM |  | FILTER
2081 | LAHC14492 | BAG FILTER EU6 GRADE - 592 MM (W) x 287 MM (H) x 305MM (D) |  | Nos | OEM |  | FILTER
2082 | LAHC14493 | BAG FILTER EU7 GRADE - 592 MM (W) x 287 MM (H) x 305MM (D) |  | Nos | OEM |  | FILTER
2083 | LAHC14494 | BAG FILTER EU9 GRADE - 592 MM (W) x 287 MM (H) x 305MM (D) |  | Nos | OEM |  | FILTER
2084 | LCCC12864 | 106 x 1A |  | Nos | OEM | PULLEY | PULLEYS/BEARINGS
2085 | LCCC12865 | 95 x 1A |  | Nos | OEM | PULLEY | PULLEYS/BEARINGS
2086 | LCCC12866 | 100 x 2B |  | Nos | OEM | PULLEY | PULLEYS/BEARINGS
2087 | LAHS63003 | DOUBLE SKIN PANEL - PLENUM |  | Nos | LUFTEK |  | AHU
2088 | LCCR07005 | SS SHEET 304 GRADE 0.8mm THK |  | Kgs | OEM |  | SS SHEETS
2089 | LAHC14495 | PRE FILTER EU3 GRADE - 290 MM (W) x 290 MM (H) x 48MM (D) |  | Nos | OEM |  | FILTER
2090 | LAHC14496 | PRE FILTER EU4 GRADE - 290 MM (W) x 290 MM (H) x 48MM (D) |  | Nos | OEM |  | FILTER
2091 | LAHC14497 | BAG FILTER EU5 GRADE - 287 MM (W) x 287 MM (H) x 305MM (D) |  | Nos | OEM |  | FILTER
2092 | LAHC14498 | BAG FILTER EU7 GRADE - 287 MM (W) x 287 MM (H) x 305MM (D) |  | Nos | OEM |  | FILTER
2093 | LAHC11249 | KDD 9/7 350W - 4P |  | Nos | KRUGER |  | FAN
2094 | LAHC11250 | KDD 9/9 550W - 4P |  | Nos | KRUGER |  | FAN
2095 | LCCC12867 | 106 x 2B |  | Nos | OEM | PULLEY | PULLEYS/BEARINGS
2096 | LCCC13632 | BELT SPB - 1180 |  | Nos | OEM |  | BELT
2097 | LCCC13633 | BELT SPB - 1000 |  | Nos | OEM |  | BELT
2098 | LCCC13634 | BELT SPA - 710 |  | Nos | OEM |  | BELT
2099 | LAHC11251 | MAHER 630mm DIA AXIAL FAN - YSWF102L70P6-753N-630S |  | Nos | OEM |  | FAN
2100 | LCEA00001 | PET STRAPPING TOOL PNEUMATIC - AQD-19 |  | Nos | OEM |  | TOOLS
2101 | LCEA00002 | PET / STEEL STRAP DISPENSER - 500HS |  | Nos | OEM |  | TOOLS
2102 | LCCM48526 | 16mm Nylon Pet Strap Roll |  | Kgs | OEM |  | PACKING
2103 | LAHC15230 | 45mm Screw Guide Bush for AHU Panels - White |  | Nos | OEM |  | PLASTIC PARTS
2104 | LAHC15231 | BATLIBOI Type Nozzle with SS Clamps |  | Nos | OEM |  | PLASTIC PARTS
2105 | LAHH32601 | Wooden Crate Box - 6mm Ply Box |  | Nos | OEM |  | PACKING
2106 | LAHH32602 | Wooden Skid |  | Nos | OEM |  | PACKING
2107 | LCEA00075 | Dwyer Portable Static Pressure Tip (Model: A-301) |  | Nos | OEM |  | TOOLS
2108 | LAHC15232 | DOOR HANDLE ASSEMBLY - EXTERNAL |  | Nos | OEM |  | PLASTIC PARTS
2109 | LAHC14499 | SS STEEL MESH FILTER - 595 MM (W) x 290 MM (H) x 20 MM (D) |  | Nos | OEM |  | FILTER
2110 | LAHC23714 | ALUMINUM CORNER PROFILE - 40 - 45 CHAMFERED TBK | 40-45 | Meters | OEM |  | ALUMINIUM PROFILES
2111 | LAHC23715 | ALUMINUM OMEGA PROFILE - 40 - 45 CHAMFERED TBK | 40-45 | Meters | OEM |  | ALUMINIUM PROFILES
2112 | LAHC15211 | 40mm CHAMFERED TBK - Omega Jointer | 40-50 | Nos | OEM |  | PLASTIC PARTS
2113 | LAHC15212 | 40mm CHAMFERED TBK - 3 Way Corner | 40-50 | Nos | OEM |  | PLASTIC PARTS
2114 | LCCR07529 | Al Sheet 0.8 mm THK | 0.8 | Kgs | OEM |  | G.I / COATED SHEETS
2115 | LAHC11252 | KDD 9/7 550W - 4P |  | Nos | KRUGER |  | FAN
2116 | LAHC11253 | KDD 10/8 550W - 4P |  | Nos | KRUGER |  | FAN
2117 | LAHC11254 | KDD 10/10 750W - 4P |  | Nos | KRUGER |  | FAN
2118 | LAHC11255 | KD2 9/9 1100W - 4P |  | Nos | KRUGER |  | FAN
2119 | LCCC14931 | TGEX 6.0 Danfoss Make Expansion Valve |  | Nos | OEM |  | VALVE
2120 | LCCC14932 | DML 084 Danfoss Make Filter Drier |  | Nos | OEM |  | VALVE
2121 | LAHC23716 | ALUMINUM CORNER PROFILE - 40 - 50 CHAMFERED TBK | 40-50 | Meters | OEM |  | ALUMINIUM PROFILES
2122 | LAHC23717 | ALUMINUM OMEGA PROFILE - 40 - 50 CHAMFERED TBK | 40-50 | Meters | OEM |  | ALUMINIUM PROFILES
2123 | LAHS63004 | WA-V-102C3L30RFA Condu Fan Coil Unit |  | Nos | LUFTEK |  | FCU
2124 | LAHS63005 | WA-V-136C3L30RFA Condu Fan Coil Unit |  | Nos | LUFTEK |  | FCU
2125 | LCCC16908 | Oxygen Cylinder |  | Nos | OEM |  | CONSUMABLES
2126 | LAHS63012 | 5.5 TR Condensing Unit - Without Compressor Model |  | Nos | LUFTEK |  | AHU
2127 | LAHS63007 | 5.5 TR Condensing Unit - Compressor Model |  | Nos | LUFTEK |  | AHU
2128 | LAHS63008 | 9 TR Condensing Unit - Without Compressor Model |  | Nos | LUFTEK |  | AHU
2129 | LAHS63009 | 9 TR Condensing Unit - Compressor Model |  | Nos | LUFTEK |  | AHU
2130 | LAHS63010 | 13 TR Condensing Unit - Without Compressor Model |  | Nos | LUFTEK |  | AHU
2131 | LAHS63011 | 13 TR Condensing Unit - Compressor Model |  | Nos | LUFTEK |  | AHU
2132 | LAHS63013 | DOUBLE SKIN PANEL - PLENUM 25mm |  | Square Meters | LUFTEK |  | AHU
2133 | LAHS63014 | DOUBLE SKIN PANEL - PLENUM 46mm |  | Square Meters | LUFTEK |  | AHU
2134 | LAHC14500 | PRE FILTER EU4 GRADE - 410 MM (W) x 310 MM (H) x 48MM (D) |  | Nos | OEM |  | FILTER
2135 | LAHC14501 | PRE FILTER EU4 GRADE - 310 MM (W) x 310 MM (H) x 48MM (D) |  | Nos | OEM |  | FILTER
2136 | LAHC14502 | PRE FILTER EU4 GRADE - 610 MM (W) x 310 MM (H) x 48MM (D) |  | Nos | OEM |  | FILTER
2137 | LAHC14503 | PRE FILTER EU4 GRADE - 510 MM (W) x 410 MM (H) x 48MM (D) |  | Nos | OEM |  | FILTER
2138 | LAHC14504 | PRE FILTER EU4 GRADE - 510 MM (W) x 310 MM (H) x 48MM (D) |  | Nos | OEM |  | FILTER
2139 | LAHC14505 | PRE FILTER EU4 GRADE - 610 MM (W) x 410 MM (H) x 48MM (D) |  | Nos | OEM |  | FILTER
2140 | LAHC14506 | PRE FILTER EU4 GRADE - 310 MM (W) x 410 MM (H) x 48MM (D) |  | Nos | OEM |  | FILTER
2141 | LAHC14507 | PRE FILTER EU4 GRADE - 610 MM (W) x 510 MM (H) x 48MM (D) |  | Nos | OEM |  | FILTER
2142 | LAHC14508 | PRE FILTER EU4 GRADE - 510 MM (W) x 510 MM (H) x 48MM (D) |  | Nos | OEM |  | FILTER
2143 | LAHC14509 | PRE FILTER EU4 GRADE - 610 MM (W) x 610 MM (H) x 48MM (D) |  | Nos | OEM |  | FILTER
2144 | LCCM48527 | 5 Ply Corrugated Box 1760mm (W) x 625mm (D) x 1100mm(H) - 13TR W/O Compressor |  | Nos | OEM |  | PACKING
2145 | LAHC11256 | ACFC-S-250 - SISW Forward curved blower & Motor |  | Nos | HUMIDIN |  | FAN
2146 | LAHC14510 | ACTIVATED CARBON FILTER - 595 MM (W) x 595 MM (H) x 48MM (D) |  | Nos | OEM |  | FILTER
2147 | LAHC15233 | Eliminator PVC Comb - 100mm |  | Nos | OEM |  | PLASTIC PARTS
2148 | LCCE25667 | 4 inches x 4 inches IP65 Junction Box |  | Nos | OEM |  | ELECTRICAL
2149 | LCCE25668 | 15A 4 Way Connecter |  | Nos | OEM |  | ELECTRICAL
2150 | LCCE25669 | 1 Inch DIN Rail for Connecter |  | Meters | OEM |  | ELECTRICAL
2151 | LAHC15556 | Spring Isolator |  | Nos | OEM |  | ANTI-VIBRATIONS
2152 | LAHC15557 | Flexible Connector |  | Meters | OEM |  | ANTI-VIBRATIONS
2153 | LCCC15410 | Motor Base Plate : 200-250 |  | Nos | OEM |  | MOTOR BASE
2154 | LAHE15106 | Ultra Violet Lamp |  | Nos | OEM |  | ELECTRICAL
2155 | LAHC15234 | Differential Pressure Port |  | Nos | OEM |  | PLASTIC PARTS
2156 | LAHC15235 | 60-45 TBK - Omega Jointer | 60-45 | Nos | OEM |  | PLASTIC PARTS
2157 | LAHC15236 | 60-45 TBK - 3 Way Corner | 60-45 | Nos | OEM |  | PLASTIC PARTS
2158 | LAHC15237 | 40-50 CHAMFERED TBK - Omega Jointer |  | Nos | OEM |  | PLASTIC PARTS
2159 | LAHC15238 | 40-50 CHAMFERED TBK - 3 Way Corner |  | Nos | OEM |  | PLASTIC PARTS
2160 | LAHC23903 | ALUMINIUM FIN STOCK - 0.12mm Plain - 230mm Width | PLAIN W | Nos | OEM | Fin | ALUMINIUM PARTS
2161 | LAHC15239 | PLASTIC DOOR HANDLE - Y Type |  | Nos | OEM |  | PLASTIC PARTS
2162 | LAHC15240 | ACRYLIC SHEET |  | Nos | OEM |  | PLASTIC PARTS
2163 | LAHC23718 | FLEXIBLE CONNECTOR AL PROFILE - TYPE1 |  | Meters | OEM |  | ALUMINIUM PROFILES
2164 | LAHC23719 | FLEXIBLE CONNECTOR AL PROFILE - TYPE2 |  | Meters | OEM |  | ALUMINIUM PROFILES
2165 | LCCH24667 | RUBBER SCREW CAP - 5.5mm |  | Nos | OEM |  | Rubber
2166 | LCCR07006 | SS SHEET 304 GRADE 1.6mm THK |  | Kgs | OEM |  | SS SHEETS
2167 | LAHC14511 | PRE FILTER EU4 GRADE - 494 MM (W) x 290 MM (H) x 48MM (D) |  | Nos | OEM |  | FILTER
2168 | LAHC14512 | PRE FILTER EU3 GRADE - 494 MM (W) x 290 MM (H) x 48MM (D) |  | Nos | OEM |  | FILTER
2169 | LCCR07530 | Roof Sheet - Precoated PPGL | 0 | Square Meters | OEM |  | G.I / COATED SHEETS
2170 | LCCR07007 | SS PERFORATED SHEET |  | Square Feet | OEM |  | SS SHEETS
2171 | LAHC11257 | MAHER 550mm DIA AXIAL FAN - YSWF102L50P4-625N-550S |  | Nos | OEM |  | FAN
2172 | LAHC11258 | K3G630RB3271 - EBM 630 DIA EC MOTOR PLUG FAN |  | Nos | EBM |  | FAN
2173 | LCCC14933 | TRAES 10.0 HC Expansion Valve |  | Nos | OEM |  | VALVE
2174 | LCCC14934 | TGEX 11.0 Danfoss Make Expansion Valve |  | Nos | OEM |  | VALVE
2175 | LAHC11259 | BSB 225 CM |  | Nos | OEM |  | FAN
2176 | LCCR06504 | C Channel – 100mm |  | Kgs | OEM |  | Steel
2177 | LCCR06505 | C Channel – 150mm |  | Kgs | OEM |  | Steel
2178 | LAHC49103 | GI Louver |  | Square Meters | OEM |  | Steel
2179 | LAHC49104 | Aluminum Louver |  | Square Meters | OEM |  | Steel
2180 | LAHS7000 | Work In Progress Materials (Sheet, Al & Insulation) |  | Nos | LUFTEK |  | AHU
2181 | LCCC16910 | Fin Press Evaporative Oil | YBI Belpress Pre-99i | Ltrs | OEM |  | CONSUMABLES
2182 | LCCC16911 | Hydraulic Oil - 32 Grade | YBI BelHydro - YHB32 | Ltrs | OEM |  | CONSUMABLES
2183 | LCCC16912 | Liquimux 723N |  | Kgs | OEM |  | CONSUMABLES
2184 | LCCC16913 | Silmux G Powder |  | Kgs | OEM |  | CONSUMABLES
2185 | LCCC16914 | Silmux T Paste |  | Kgs | OEM |  | CONSUMABLES
2186 | LAHC49103 | Jet Nozzle |  | Nos | OEM |  | DAMPER
2187 | LAHC11002 | KAT 8/8 S KRUGER MAKE |  | Nos | KRUGER |  | FAN
2188 | LAHR06251 | 12.7mm OD with 0.36 mm Wall Thickness Plain Tube Seamless LWC Copper | 12.7 x 0.36 | Kgs | OEM | COPPER TUBE | RAW MATERIAL
2189 | LAHR06252 | 12.7mm OD with 0.5 mm Wall Thickness Plain Tube Seamless LWC Copper | 12.7 x 0.50 | Kgs | OEM | COPPER TUBE | RAW MATERIAL
2190 | LAHR06253 | 12.7mm OD with 0.7 mm Wall Thickness Plain Tube Seamless Copper | 12.7 x 0.70 | Kgs | OEM | COPPER TUBE | RAW MATERIAL
2191 | LAHR06254 | 9.52mm OD with 0.27mm Wall thickness Internally grooved Seamless tube LWC Copper: Groove Height-0.16mm | 9.52 x 0.27 IGT | Kgs | OEM | COPPER TUBE | RAW MATERIAL
2192 | LAHR06255 | 9.52mm OD with 0.7mm Wall thickness Plain Seamless tube LWC Copper | 9.52 x 0.7 | Kgs | OEM | COPPER TUBE | RAW MATERIAL
2193 | LAHC14513 | BAG FILTER EU5 GRADE - 592 MM (W) x 287 MM (H) x 150MM (D) |  | Nos | OEM |  | FILTER
2194 | LAHC14514 | BAG FILTER EU5 GRADE - 592 MM (W) x 592 MM (H) x 150MM (D) |  | Nos | OEM |  | FILTER
2195 | LAHE15107 | Potentiometer Controller |  | Nos | OEM |  | ELECTRICAL
2196 | LAHC14515 | PRE FILTER GRADE EU4 - 750 MM (W) x 950 MM (H) x 100MM (D) |  | Nos | OEM |  | FILTER
2197 | LAHC14516 | HDPE MESH FILTER - 750 MM (W) x 1000 MM (H) x 100MM (D) |  | Nos | OEM |  | FILTER
2198 | LAHR05251 | 5/8 Inlet x 6 Way Brass Refrigerant Distributor |  | Nos | OEM | DX COIL | BRASS ITEMS
2199 | LAHR05252 | 5/8 Inlet x 8 Way Brass Refrigerant Distributor |  | Nos | OEM | DX COIL | BRASS ITEMS
2200 | LAHR05253 | 5/8 Inlet x 9 Way Brass Refrigerant Distributor |  | Nos | OEM | DX COIL | BRASS ITEMS
2201 | LAHR05254 | 7/8 Inlet x 10 Way Brass Refrigerant Distributor |  | Nos | OEM | DX COIL | BRASS ITEMS
2202 | LAHR05255 | 7/8 Inlet x 12 Way Brass Refrigerant Distributor |  | Nos | OEM | DX COIL | BRASS ITEMS
2203 | LAHR05256 | 7/8 Inlet x 14 Way Brass Refrigerant Distributor |  | Nos | OEM | DX COIL | BRASS ITEMS
2204 | LAHR05257 | 7/8 Inlet x 16 Way Brass Refrigerant Distributor |  | Nos | OEM | DX COIL | BRASS ITEMS
2205 | LAHR05258 | 7/8 Inlet x 18 Way Brass Refrigerant Distributor |  | Nos | OEM | DX COIL | BRASS ITEMS
2206 | LAHR05259 | 7/8 Inlet x 20 Way Brass Refrigerant Distributor |  | Nos | OEM | DX COIL | BRASS ITEMS
2207 | LAHR17201 | 7/8 Inches Copper Elbow |  | Nos | OEM |  | COPPER ITEMS
2208 | LAHR17202 | 3/8 Inches Copper Elbow |  | Nos | OEM |  | COPPER ITEMS
2209 | LAHR17203 | 1 1/8 Inches Copper Elbow |  | Nos | OEM |  | COPPER ITEMS
2210 | LAHR17204 | 1 3/8 Inches Copper Elbow |  | Nos | OEM |  | COPPER ITEMS
2211 | LAHR17205 | 5/8 Copper T Joint |  | Nos | OEM |  | COPPER ITEMS
2212 | LAHR17206 | 3/4 Copper T Joint |  | Nos | OEM |  | COPPER ITEMS
2213 | LAHR17207 | 7/8 Copper T Joint |  | Nos | OEM |  | COPPER ITEMS
2214 | LAHR17208 | 1 1/8 Copper T Joint |  | Nos | OEM |  | COPPER ITEMS
2215 | LAHR17209 | 1 3/8 Copper T Joint |  | Nos | OEM |  | COPPER ITEMS
2216 | LAHR17210 | 1 5/8 Copper T Joint |  | Nos | OEM |  | COPPER ITEMS
2217 | LAHR17211 | 5/8 x 1/2 Inch Copper Reducer |  | Nos | OEM |  | COPPER ITEMS
2218 | LAHR17212 | 7/8 x 5/8 Inch Copper Reducer |  | Nos | OEM |  | COPPER ITEMS
2219 | LAHR17213 | 1 1/8 x 7/8 Inch Copper Reducer |  | Nos | OEM |  | COPPER ITEMS
2220 | LAHR17214 | 1 3/8 x 7/8 Inch Copper Reducer |  | Nos | OEM |  | COPPER ITEMS
2221 | LAHR17215 | 1/2 Inch Copper S Bend 0.5mm Thick | 27.5mm Pitch x 55mm Height | Nos | OEM | S_Bend | COPPER ITEMS
2222 | LAHR17216 | 1/2 Inch Copper U Bend 0.5mm Thick | 31.75 mm Pitch x 25mm Height | Nos | OEM | U_Bend | COPPER ITEMS
2223 | LAHR17217 | 1/2 Inch Copper C Bend 0.5mm Thick | 55 mm Pitch x 25mm Height | Nos | OEM | C_Bend | COPPER ITEMS
2224 | LAHC11260 | GR40C-ZID.DC.CR |  | Nos | Ziehl Abegg |  | FAN
2225 | LAHC11261 | GR56C-ZID.GG.CR |  | Nos | Ziehl Abegg |  | FAN
2226 | LAHC23904 | ALUMINIUM FIN STOCK - 0.12mm Thick - 274mm Width for 3/8 (PLAIN) | PLAIN DX | Kgs | OEM | Fin | ALUMINIUM PARTS
2227 | LAHC23905 | HYDROPHILIC COATED ALUMINIUM FIN STOCK - 0.12mm Thick - 274mm Width for 3/8 | HYDRO DX | Kgs | OEM | Fin | ALUMINIUM PARTS
2228 | LAHR06501 | 1 inch Seamless MS Pipe |  | Meters | OEM | Coil Header | MS Pipe
2229 | LAHR06502 | 1 1/2 inch Seamless MS Pipe |  | Meters | OEM | Coil Header | MS Pipe
2230 | LAHR06503 | 2 inch Seamless MS Pipe |  | Meters | OEM | Coil Header | MS Pipe
2231 | LAHR06504 | 2 1/2 inch Seamless MS Pipe |  | Meters | OEM | Coil Header | MS Pipe
2232 | LAHR06505 | 3 inch Seamless MS Pipe |  | Meters | OEM | Coil Header | MS Pipe
2233 | LAHR06506 | 3 1/2 inch Seamless MS Pipe |  | Meters | OEM | Coil Header | MS Pipe
2234 | LAHR06507 | 4 inch Seamless MS Pipe |  | Meters | OEM | Coil Header | MS Pipe
2235 | LAHC11262 | KD2 9/7 750W - 4P |  | Nos | KRUGER |  | FAN
2236 | LCCC16915 | Acetylene Gas Cylinder |  | Nos | OEM |  | CONSUMABLES
2237 | LCCR07008 | SS SHEET 304 GRADE 0.6mm THK |  | Kgs | OEM |  | SS SHEETS
2238 | LAHC14517 | PRE FILTER EU4 GRADE - 500 MM (W) x 400 MM (H) x 48MM (D) |  | Nos | OEM |  | FILTER
2239 | LAHC23720 | BLADE PROFILE - ALUMINUM DAMPER (6149) |  | Meters | OEM |  | ALUMINIUM PROFILES
2240 | LAHC23721 | TOP & BOTTOM PROFILE - ALUMINUM DAMPER (6148) |  | Meters | OEM |  | ALUMINIUM PROFILES
2241 | LAHC23722 | VERTICAL PROFILE - ALUMINUM DAMPER (6150) |  | Meters | OEM |  | ALUMINIUM PROFILES
2242 | LAHC15558 | Cushy Foot Antivibrant |  | Nos | OEM |  | ANTI-VIBRATIONS
2243 | LCCC16931 | Nitrogen Cylinder |  | Nos | OEM |  | CONSUMABLES
2244 | LAHR05260 | 7/8 Inlet x 7 Way Brass Refrigerant Distributor |  | Nos | OEM | DX COIL | BRASS ITEMS
2245 | LAHR05261 | 7/8 Inlet x 9 Way Brass Refrigerant Distributor |  | Nos | OEM | DX COIL | BRASS ITEMS
2246 | LAHR05262 | Purge Nipple |  | Nos | OEM | COIL PURGE | BRASS ITEMS
2247 | LAHE15108 | Teflon Tape |  | Nos | OEM |  | ELECTRICAL
2248 | LAHC11263 | KDD 9/7 245W - 4P |  | Nos | KRUGER |  | FAN
2249 | LAHC11264 | RDA 160 R NICOTRA MAKE |  | Nos | NICOTRA |  | FAN
2250 | LAHC11265 | RDA 180 R NICOTRA MAKE |  | Nos | NICOTRA |  | FAN
2251 | LAHC11266 | RDA 225 R NICOTRA MAKE |  | Nos | NICOTRA |  | FAN
2252 | LAHC11267 | RDA 250 R NICOTRA MAKE |  | Nos | NICOTRA |  | FAN
2253 | LAHC11268 | RDA 280 R NICOTRA MAKE |  | Nos | NICOTRA |  | FAN
2254 | LAHC11269 | RDA 315 R NICOTRA MAKE |  | Nos | NICOTRA |  | FAN
2255 | LAHC11270 | RDA 355 R NICOTRA MAKE |  | Nos | NICOTRA |  | FAN
2256 | LAHC11271 | RDA 400 R NICOTRA MAKE |  | Nos | NICOTRA |  | FAN
2257 | LAHC11272 | RDA 450 R NICOTRA MAKE |  | Nos | NICOTRA |  | FAN
2258 | LAHC11273 | RDA 500 R NICOTRA MAKE |  | Nos | NICOTRA |  | FAN
2259 | LAHC11274 | RDA 560 R NICOTRA MAKE |  | Nos | NICOTRA |  | FAN
2260 | LAHC11275 | RDA 630 R NICOTRA MAKE |  | Nos | NICOTRA |  | FAN
2261 | LAHC11276 | RDA 710 R NICOTRA MAKE |  | Nos | NICOTRA |  | FAN
2262 | LAHC11277 | RDA 800 K NICOTRA MAKE |  | Nos | NICOTRA |  | FAN
2263 | LAHC11278 | RDA 900 K NICOTRA MAKE |  | Nos | NICOTRA |  | FAN
2264 | LAHC11279 | RDA 1000 K NICOTRA MAKE |  | Nos | NICOTRA |  | FAN
2265 | LAHC11280 | RDA 1120 K NICOTRA MAKE |  | Nos | NICOTRA |  | FAN
2266 | LAHC11281 | RDA 1250 K NICOTRA MAKE |  | Nos | NICOTRA |  | FAN
2267 | LAHC11282 | RDA 1400 K NICOTRA MAKE |  | Nos | NICOTRA |  | FAN
2268 | LAHR17218 | 1 inch Copper Hard Pipe |  | Meters | OEM | Coil Header | COPPER ITEMS
2269 | LAHR17219 | 1 1/2 Inches Copper Hard Pipe |  | Meters | OEM | Coil Header | COPPER ITEMS
2270 | LAHR17220 | 2 Inches Copper Hard Pipe |  | Meters | OEM | Coil Header | COPPER ITEMS
2271 | LAHR17221 | 2 1/8 Inches Copper Hard Pipe |  | Meters | OEM | Coil Header | COPPER ITEMS
2272 | LAHR17222 | 2 1/2 Inches Copper Hard Pipe |  | Meters | OEM | Coil Header | COPPER ITEMS
2273 | LAHR17223 | 3 Inches Copper Hard Pipe |  | Meters | OEM | Coil Header | COPPER ITEMS
2274 | LAHR17224 | 1/2 Inch Copper End Cap |  | Nos | OEM |  | COPPER ITEMS
2275 | LAHR17225 | 1 Inch Copper End Cap |  | Nos | OEM |  | COPPER ITEMS
2276 | LAHR17226 | 1 1/2 Inches Copper End Cap |  | Nos | OEM |  | COPPER ITEMS
2277 | LAHR17227 | 1 3/8 Inches Copper End Cap |  | Nos | OEM |  | COPPER ITEMS
2278 | LAHR17228 | 1 5/8 Inches Copper End Cap |  | Nos | OEM |  | COPPER ITEMS
2279 | LAHR17229 | 2 Inches Copper End Cap |  | Nos | OEM |  | COPPER ITEMS
2280 | LAHR17230 | 2 1/8 Inches Copper End Cap |  | Nos | OEM |  | COPPER ITEMS
2281 | LAHR17231 | 2 1/2 Inches Copper End Cap |  | Nos | OEM |  | COPPER ITEMS
2282 | LAHR17232 | 3 Inches Copper End Cap |  | Nos | OEM |  | COPPER ITEMS
2283 | LAHR17233 | 76.5mm Copper End Cap |  | Nos | OEM |  | COPPER ITEMS
2284 | LAHC24761 | 13 mm THK Open Cell Nitrile Foam Insulation With Aluminum Foil and Self Adhesive |  | Square Meters | OEM |  | GASKET & INSULATION
2285 | LAHR17234 | 3/8 Inch Copper S Bend 0.45mm Thick | 22mm Pitch x 55mm Height | Nos | OEM |  | COPPER ITEMS
2286 | LAHR17235 | 3/8 Inch Copper U Bend 0.45mm Thick | 25.4 mm Pitch x 25mm Height | Nos | OEM |  | COPPER ITEMS
2287 | LAHR17236 | 3/8 Inch Copper C Bend 0.45mm Thick | 44 mm Pitch x 25mm Height | Nos | OEM |  | COPPER ITEMS
2288 | LAHC23906 | Aluminum Die Cast Unit Connector |  | Nos | OEM |  | ALUMINIUM PARTS
2289 | LAHC23723 | ALUMINUM SECTION JOINT (HALF OMEGA) PROFILE - 50-48 MM SQUARE TBK | 50-48 | Meters | OEM |  | ALUMINIUM PROFILES
2290 | LAHC15241 | 50mm TBK - Section Joint 3 Way Corner | 50-48-C | Nos | OEM |  | PLASTIC PARTS
2291 | LAHR17237 | 5/8 Inches Copper Hard Pipe |  | Meters | OEM | Coil Header | COPPER ITEMS
2292 | LAHR17238 | 7/8 Inches Copper Hard Pipe |  | Meters | OEM | Coil Header | COPPER ITEMS
2293 | LAHR17239 | 1 1/8 Inches Copper Hard Pipe |  | Meters | OEM | Coil Header | COPPER ITEMS
2294 | LAHR17240 | 1 3/8 Inches Copper Hard Pipe |  | Meters | OEM | Coil Header | COPPER ITEMS
2295 | LAHR17241 | 1 5/8 Inches Copper Hard Pipe |  | Meters | OEM | Coil Header | COPPER ITEMS
2296 | LAHR05263 | 1 1/8 Inlet x 24 Way Brass Refrigerant Distributor |  | Nos | OEM | DX COIL | BRASS ITEMS
2297 | LAHR05264 | 1 3/8 Inlet x 24 Way Brass Refrigerant Distributor
2298 | LAHR05265 | 1 3/8 Inlet x 42 Way Brass Refrigerant Distributor |  | Nos | OEM | DX COIL | BRASS ITEMS
2299 | LAHR05266 | 1 5/8 Inlet x 42 Way Brass Refrigerant Distributor |  | Nos | OEM | DX COIL | BRASS ITEMS
2300 | LAHC11283 | GR45C-ZIK.DC.CR |  | Nos | Ziehl Abegg |  | FAN
2301 | LAHC11284 | GR56C-ZID.GL.CR |  | Nos | Ziehl Abegg |  | FAN
2302 | LAHR05267 | 1 1/8 Inlet x 26 Way Brass Refrigerant Distributor |  | Nos | OEM | DX COIL | BRASS ITEMS
2303 | LAHR05268 | 1 1/8 Inlet x 28 Way Brass Refrigerant Distributor |  | Nos | OEM | DX COIL | BRASS ITEMS
2304 | LAHR05269 | 1 1/8 Inlet x 30 Way Brass Refrigerant Distributor |  | Nos | OEM | DX COIL | BRASS ITEMS
2305 | LAHR05270 | 1 1/8 Inlet x 32 Way Brass Refrigerant Distributor |  | Nos | OEM | DX COIL | BRASS ITEMS
2306 | LAHR05271 | 1 1/8 Inlet x 34 Way Brass Refrigerant Distributor |  | Nos | OEM | DX COIL | BRASS ITEMS
2307 | LAHR05272 | 1 1/8 Inlet x 36 Way Brass Refrigerant Distributor |  | Nos | OEM | DX COIL | BRASS ITEMS
2308 | LAHR05273 | 1 1/8 Inlet x 38 Way Brass Refrigerant Distributor |  | Nos | OEM | DX COIL | BRASS ITEMS
2309 | LAHR05274 | 1 1/8 Inlet x 40 Way Brass Refrigerant Distributor |  | Nos | OEM | DX COIL | BRASS ITEMS
2310 | LAHC24762 | EPDM SPONGE RUBBER GASKET 15MM x 4MM THK WITH ONE SIDE SELF ADHESIVE |  | Meters | OEM |  | GASKET & INSULATION
2311 | LAHC24763 | EPDM SPONGE RUBBER GASKET 15MM x 5MM THK WITH ONE SIDE SELF ADHESIVE |  | Meters | OEM |  | GASKET & INSULATION
2312 | LAHC11285 | BNC 315 CM KRUGER MAKE |  | Nos | KRUGER |  | FAN
2313 | LAHC11286 | BNC 355 CM KRUGER MAKE |  | Nos | KRUGER |  | FAN
2314 | LAHC11287 | BNC 400 CM KRUGER MAKE |  | Nos | KRUGER |  | FAN
2315 | LAHC11288 | BNC 450 CM KRUGER MAKE |  | Nos | KRUGER |  | FAN
2316 | LAHC11289 | BNC 500 CM KRUGER MAKE |  | Nos | KRUGER |  | FAN
2317 | LAHC11290 | BNC 560 CM KRUGER MAKE |  | Nos | KRUGER |  | FAN
2318 | LAHC11291 | BNC 630 CM KRUGER MAKE |  | Nos | KRUGER |  | FAN
2319 | LAHC11292 | BNC 710 CM KRUGER MAKE |  | Nos | KRUGER |  | FAN
2320 | LAHC11293 | BNC 800 CM KRUGER MAKE |  | Nos | KRUGER |  | FAN
2321 | LAHC11294 | BNC 900 CM KRUGER MAKE |  | Nos | KRUGER |  | FAN
2322 | LAHC11295 | BNC 1000 CM KRUGER MAKE |  | Nos | KRUGER |  | FAN
2323 | LAHC11296 | BNC 1120 CM KRUGER MAKE |  | Nos | KRUGER |  | FAN
2324 | LAHC11297 | BNC 1250 CM KRUGER MAKE |  | Nos | KRUGER |  | FAN
2325 | LAHC11298 | ER40C-2DN G71R |  | Nos | Ziehl Abegg |  | FAN
2326 | LAHC15242 | DAMPER LEFT PLATE - N61 |  | Nos | OEM |  | PLASTIC PARTS
2327 | LAHC15243 | DAMPER RIGHT PLATE - N60 |  | Nos | OEM |  | PLASTIC PARTS
2328 | LAHC15244 | DAMPER ROUND BUSH - N63 |  | Nos | OEM |  | PLASTIC PARTS
2329 | LAHC15245 | DAMPER - H - BUSH - N62 |  | Nos | OEM |  | PLASTIC PARTS
2330 | LAHC15246 | DAMPER GEAR - N59 |  | Nos | OEM |  | PLASTIC PARTS
2331 | LAHC15247 | DAMPER STOPPER STICK - N66 |  | Nos | OEM |  | PLASTIC PARTS
2332 | LAHC15248 | DAMPER HANDLE - N64 |  | Nos | OEM |  | PLASTIC PARTS
2333 | LAHC15249 | DAMPER HANDLE PLATE - N65 |  | Nos | OEM |  | PLASTIC PARTS
2334 | LAHC24764 | DAMPER BLADE GASKET - R1 |  | Meters | OEM |  | GASKET & INSULATION
2335 | LAHC23907 | DAMPER SQUARE ROD |  | Nos | OEM |  | ALUMINIUM PARTS
2336 | LCCH30518 | Wing Nut - (N 82) |  | Nos | OEM |  | FASTENERS
2337 | LCCH30519 | GI M6 x 80 Truss Head Bolt |  | Nos | OEM |  | FASTENERS
2338 | LAHR06256 | 1/4 inch OD with 0.7mm Wall thickness Plain Seamless tube LWC Copper | 1/4" x 0.7 | Kgs | OEM | COPPER TUBE | RAW MATERIAL
2339 | LAHC14518 | COMMISSIONING FILTER 595 MM (W) x 595 MM (H) x 48MM (D) |  | Nos | OEM |  | FILTER
2340 | LAHC14519 | COMMISSIONING FILTER 595 MM (W) x 494 MM (H) x 48MM (D) |  | Nos | OEM |  | FILTER
2341 | LAHC14520 | COMMISSIONING FILTER 595 MM (W) x 290 MM (H) x 48MM (D) |  | Nos | OEM |  | FILTER
2342 | LAHC14521 | COMMISSIONING FILTER 494 MM (W) x 595 MM (H) x 48MM (D) |  | Nos | OEM |  | FILTER
2343 | LAHC14522 | COMMISSIONING FILTER 290 MM (W) x 595 MM (H) x 48MM (D) |  | Nos | OEM |  | FILTER
2344 | LAHC14523 | COMMISSIONING FILTER 494 MM (W) x 494 MM (H) x 48MM (D) |  | Nos | OEM |  | FILTER
2345 | LAHC14524 | COMMISSIONING FILTER 290 MM (W) x 494 MM (H) x 48MM (D) |  | Nos | OEM |  | FILTER
2346 | LAHC14525 | COMMISSIONING FILTER 290 MM (W) x 290 MM (H) x 48MM (D) |  | Nos | OEM |  | FILTER
2347 | LAHC11299 | ER31C-2DN D71R |  | Nos | Ziehl Abegg |  | FAN
2348 | LAHR05275 | 1 3/8 Inlet x 44 Way Brass Refrigerant Distributor |  | Nos | OEM | DX COIL | BRASS ITEMS
2349 | LAHR05276 | 1 3/8 Inlet x 46 Way Brass Refrigerant Distributor |  | Nos | OEM | DX COIL | BRASS ITEMS
2350 | LAHR05277 | 1 3/8 Inlet x 48 Way Brass Refrigerant Distributor |  | Nos | OEM | DX COIL | BRASS ITEMS
2351 | LAHE15109 | Magnahelic Differential Pressure Gauge |  | Nos | OEM |  | Switch
2352 | LAHE15110 | Inclined Tube Manometer |  | Nos | OEM |  | Switch
2353 | LAHC24765 | 25mm THK OPEN CELL NITRILE FOAM INSULATION WITH ONE SIDE SELF ADHESIVE |  | Nos | OEM |  | GASKET & INSULATION
2354 | LAHR05278 | 3 1/8 Inches Copper End Cap |  | Nos | OEM | DX COIL | BRASS ITEMS
2355 | LAHC11300 | ER63C-4DN G71R |  | Nos | Ziehl Abegg |  | FAN
2356 | LAHC11301 | GR35C.ZID.DC.CR |  | Nos | Ziehl Abegg |  | FAN
2357 | LAHC11302 | GR50C.ZID.GG.CR |  | Nos | Ziehl Abegg |  | FAN
2358 | LAHC14526 | ACTIVATED CARBON FILTER - 290 MM (W) x 595 MM (H) x 48MM (D) |  | Nos | OEM |  | FILTER
2359 | LAHC14527 | ACTIVATED CARBON FILTER - 595 MM (W) x 290 MM (H) x 48MM (D) |  | Nos | OEM |  | FILTER
2360 | LCCE27021 | CG 5.5 KW 3 PH TEFC-SQCAGE INDUCTION FLAME PROOF MOTOR 4 POLE FOOT MOUNTED-IE3 |  | Nos | CG |  | MOTOR
2361 | LCCE27022 | CG 5.5 KW 3 PH TEFC-SQCAGE INDUCTION FLAME PROOF MOTOR 2 POLE FOOT MOUNTED-IE3 |  | Nos | CG |  | MOTOR
2362 | LCCE27023 | CG 3.7 KW 3 PH TEFC-SQCAGE INDUCTION FLAME PROOF MOTOR 4 POLE FOOT MOUNTED-IE3 |  | Nos | CG |  | MOTOR
2363 | LAHR05279 | 1 1/8 Inlet x 22 Way Brass Refrigerant Distributor |  | Nos | OEM | DX COIL | BRASS ITEMS
2364 | LAHC14528 | PRE FILTER (FLANGE TYPE) EU3 GRADE - 610 MM (W) x 610 MM (H) x 150MM (D) |  | Nos | OEM |  | FILTER
2365 | LAHC14529 | PRE FILTER (FLANGE TYPE) EU3 GRADE - 610 MM (W) x 305 MM (H) x 150MM (D) |  | Nos | OEM |  | FILTER
2366 | LAHC14530 | PRE FILTER (FLANGE TYPE) EU3 GRADE - 305 MM (W) x 305 MM (H) x 150MM (D) |  | Nos | OEM |  | FILTER
2367 | LAHC14531 | CARBON FILTER (FLANGE TYPE) - 610 MM (W) x 610 MM (H) x 100 MM (D) |  | Nos | OEM |  | FILTER
2368 | LCCM47010 | General Spares |  | Nos | OEM |  | Hardware
2369 | LCCM47011 | Miscellaneous Consumable Item |  | Nos | OEM |  | Hardware
2370 | LAHC23908 | HYDROPHILIC COATED ALUMINIUM FIN STOCK - 0.12mm Thick - 230mm Width | HYDRO W | Kgs | OEM | Fin | ALUMINIUM PARTS
2371 | LAHC11303 | GR31C-ZID.DC.CR |  | Nos | Ziehl Abegg |  | FAN
2372 | LAHC15250 | DOOR HINGE - N 90 x 70 PS |  | Nos | OEM |  | PLASTIC PARTS
2373 | LAHC11304 | 140 x 160 FCU Fan with Housing |  | Nos | OEM |  | FAN
2374 | LAHC11305 | 160 x 200 FCU Fan with Housing |  | Nos | OEM |  | FAN
2375 | LAHC11306 | 180 x 190 FCU Fan with Housing |  | Nos | OEM |  | FAN
2376 | LCCE27024 | 1/15 HP SINGLE PHASE 6 POLE MOTOR - WITH CAPACITIOR |  | Nos | CG |  | MOTOR
2377 | LAHR05280 | 3 WAY TENTACLES FOR FCU LEFT SIDE |  | Nos | OEM | DX COIL | BRASS ITEMS
2378 | LAHR05281 | 3 WAY TENTACLES FOR FCU RIGHT SIDE |  | Nos | OEM |  | BRASS ITEMS
2379 | LAHR05282 | BRASS AIRVENT |  | Nos | OEM |  | BRASS ITEMS
2380 | LAHR05283 | BRASS DRAIN PLUG |  | Nos | OEM |  | BRASS ITEMS
2381 | LAHC24766 | ROCKWOOL INSULATION 50MM THICK 96KG/M3 |  | Square Meters | OEM |  | GASKET & INSULATION
2382 | LAHC11307 | 550mm DIA AXIAL FAN - 4 POLE - 3 PH |  | Nos | OEM |  | FAN
2383 | LAHC11308 | 630mm DIA AXIAL FAN - 4 POLE - 3 PH |  | Nos | OEM |  | FAN
2384 | LAHC11309 | GR56CZID.GQ.CR |  | Nos | OEM |  | FAN
2385 | LCCR07531 | GI sheet 3mm THK 120 GSM | 3 | Kgs | OEM |  | G.I / COATED SHEETS
2386 | LAHC14532 | ACTIVATED CARBON FILTER - 595 MM (W) x 494 MM (H) x 48MM (D) |  | Nos | OEM |  | FILTER
2387 | LAHC14533 | ACTIVATED CARBON FILTER - 494 MM (W) x 595 MM (H) x 48MM (D) |  | Nos | OEM |  | FILTER
2388 | LCCC12868 | 80 x 1A |  | Nos | OEM | PULLEY | PULLEYS/BEARINGS
2389 | LCCC12869 | 85x 1A |  | Nos | OEM | PULLEY | PULLEYS/BEARINGS
2390 | LCCC12870 | 90x 1A |  | Nos | OEM | PULLEY | PULLEYS/BEARINGS
2391 | LCCC12871 | 106x 1A |  | Nos | OEM | PULLEY | PULLEYS/BEARINGS
2392 | LCCC12872 | 112x 1A |  | Nos | OEM | PULLEY | PULLEYS/BEARINGS
2393 | LCCC12873 | 118x 1A |  | Nos | OEM | PULLEY | PULLEYS/BEARINGS
2394 | LCCC12874 | 125x 1A |  | Nos | OEM | PULLEY | PULLEYS/BEARINGS
2395 | LCCC12875 | 132x 1A |  | Nos | OEM | PULLEY | PULLEYS/BEARINGS
2396 | LCCC12876 | 140x 1A |  | Nos | OEM | PULLEY | PULLEYS/BEARINGS
2397 | LCCC12877 | 150x 1A |  | Nos | OEM | PULLEY | PULLEYS/BEARINGS
2398 | LCCC12878 | 160x 1A |  | Nos | OEM | PULLEY | PULLEYS/BEARINGS
2399 | LCCC12879 | 180x 1A |  | Nos | OEM | PULLEY | PULLEYS/BEARINGS
2400 | LCCC12880 | 200x 1A |  | Nos | OEM | PULLEY | PULLEYS/BEARINGS
2401 | LCCC12881 | 250x 1A |  | Nos | OEM | PULLEY | PULLEYS/BEARINGS
2402 | LAHC24767 | ACOUSTIC INSULATION |  | Square Meters | OEM |  | GASKET & INSULATION
2403 | LCCC16986 | LIQUID ADHESIVE |  | Ltrs | OEM |  | CONSUMABLES
2404 | LAHC11310 | ER40C-2DNF7.1R |  | Nos | OEM |  | FAN
2405 | LAHC14534 | MINI PLEAT FINE FILTER EU7 - 595 MM (W) x 595 MM (H) x 100MM (D) |  | Nos | OEM |  | FILTER
2406 | LAHC14535 | MINI PLEAT FINE FILTER EU7- 595 MM (W) x 494 MM (H) x 100MM (D) |  | Nos | OEM |  | FILTER
2407 | LAHC14536 | MINI PLEAT FINE FILTER EU7- 494 MM (W) x 595 MM (H) x 100MM (D) |  | Nos | OEM |  | FILTER
2408 | LAHC14537 | MINI PLEAT FINE FILTER EU7- 595 MM (W) x 290 MM (H) x 100MM (D) |  | Nos | OEM |  | FILTER
2409 | LAHC14538 | MINI PLEAT FINE FILTER EU7- 290 MM (W) x 595 MM (H) x 100MM (D) |  | Nos | OEM |  | FILTER
2410 | LAHC14539 | RIGID FILTER EU5 GRADE - 610 MM (W) x 610 MM (H) x 300MM (D) |  | Nos | OEM |  | FILTER
2411 | LAHC14540 | RIGID FILTER EU5 GRADE -610 MM (W) x 510 MM (H) x 300MM (D) |  | Nos | OEM |  | FILTER
2412 | LAHC14541 | RIGID FILTER EU5 GRADE - 510 MM (W) x 610 MM (H) x 300MM (D) |  | Nos | OEM |  | FILTER
2413 | LAHC14542 | RIGID FILTER EU5 GRADE - 305 MM (W) x 610 MM (H) x 300MM (D) |  | Nos | OEM |  | FILTER
2414 | LAHC14543 | RIGID FILTER EU5 GRADE - 610 MM (W) x 305 MM (H) x 300MM (D) |  | Nos | OEM |  | FILTER
2415 | LAHC14439 | RIGID FILTER EU6 GRADE - 610 MM (W) x 610 MM (H) x 300MM (D) |  | Nos | OEM |  | FILTER
2416 | LAHC14544 | RIGID FILTER EU6 GRADE -610 MM (W) x 510 MM (H) x 300MM (D) |  | Nos | OEM |  | FILTER
2417 | LAHC14545 | RIGID FILTER EU6 GRADE - 510 MM (W) x 610 MM (H) x 300MM (D) |  | Nos | OEM |  | FILTER
2418 | LAHC14546 | RIGID FILTER EU6 GRADE - 305 MM (W) x 610 MM (H) x 300MM (D) |  | Nos | OEM |  | FILTER
2419 | LAHC14547 | RIGID FILTER EU6 GRADE - 610 MM (W) x 305 MM (H) x 300MM (D) |  | Nos | OEM |  | FILTER
2420 | LAHC14548 | RIGID FILTER EU7 GRADE - 610 MM (W) x 610 MM (H) x 300MM (D) |  | Nos | OEM |  | FILTER
2421 | LAHC14549 | RIGID FILTER EU7 GRADE -610 MM (W) x 510 MM (H) x 300MM (D) |  | Nos | OEM |  | FILTER
2422 | LAHC14550 | RIGID FILTER EU7 GRADE - 510 MM (W) x 610 MM (H) x 300MM (D) |  | Nos | OEM |  | FILTER
2423 | LAHC14551 | RIGID FILTER EU7 GRADE - 305 MM (W) x 610 MM (H) x 300MM (D) |  | Nos | OEM |  | FILTER
2424 | LAHC14552 | RIGID FILTER EU7 GRADE - 610 MM (W) x 305 MM (H) x 300MM (D) |  | Nos | OEM |  | FILTER
2425 | LAHC14553 | RIGID FILTER EU9 GRADE - 610 MM (W) x 610 MM (H) x 300MM (D) |  | Nos | OEM |  | FILTER
2426 | LAHC14554 | RIGID FILTER EU9 GRADE -610 MM (W) x 510 MM (H) x 300MM (D) |  | Nos | OEM |  | FILTER
2427 | LAHC14555 | RIGID FILTER EU9 GRADE - 510 MM (W) x 610 MM (H) x 300MM (D) |  | Nos | OEM |  | FILTER
2428 | LAHC14556 | RIGID FILTER EU9 GRADE - 305 MM (W) x 610 MM (H) x 300MM (D) |  | Nos | OEM |  | FILTER
2429 | LAHC14557 | RIGID FILTER EU9 GRADE - 610 MM (W) x 305 MM (H) x 300MM (D) |  | Nos | OEM |  | FILTER
2430 | LAHC14558 | BAG FILTER EU5 GRADE - 610 MM (W) x 610 MM (H) x 300MM (D) |  | Nos | OEM |  | FILTER
2431 | LAHC14559 | BAG FILTER EU5 GRADE -610 MM (W) x 510 MM (H) x 300MM (D) |  | Nos | OEM |  | FILTER
2432 | LAHC14560 | BAG FILTER EU5 GRADE - 510 MM (W) x 610 MM (H) x 300MM (D) |  | Nos | OEM |  | FILTER
2433 | LAHC14561 | BAG FILTER EU5 GRADE - 305 MM (W) x 610 MM (H) x 300MM (D) |  | Nos | OEM |  | FILTER
2434 | LAHC14562 | BAG FILTER EU5 GRADE - 610 MM (W) x 305 MM (H) x 300MM (D) |  | Nos | OEM |  | FILTER
2435 | LAHC14563 | BAG FILTER EU6 GRADE - 610 MM (W) x 610 MM (H) x 300MM (D) |  | Nos | OEM |  | FILTER
2436 | LAHC14564 | BAG FILTER EU6 GRADE -610 MM (W) x 510 MM (H) x 300MM (D) |  | Nos | OEM |  | FILTER
2437 | LAHC14565 | BAG FILTER EU6 GRADE - 510 MM (W) x 610 MM (H) x 300MM (D) |  | Nos | OEM |  | FILTER
2438 | LAHC14566 | BAG FILTER EU6 GRADE - 305 MM (W) x 610 MM (H) x 300MM (D) |  | Nos | OEM |  | FILTER
2439 | LAHC14567 | BAG FILTER EU6 GRADE - 610 MM (W) x 305 MM (H) x 300MM (D) |  | Nos | OEM |  | FILTER
2440 | LAHC14568 | BAG FILTER EU7 GRADE - 610 MM (W) x 610 MM (H) x 300MM (D) |  | Nos | OEM |  | FILTER
2441 | LAHC14569 | BAG FILTER EU7 GRADE -610 MM (W) x 510 MM (H) x 300MM (D) |  | Nos | OEM |  | FILTER
2442 | LAHC14570 | BAG FILTER EU7 GRADE - 510 MM (W) x 610 MM (H) x 300MM (D) |  | Nos | OEM |  | FILTER
2443 | LAHC14571 | BAG FILTER EU7 GRADE - 305 MM (W) x 610 MM (H) x 300MM (D) |  | Nos | OEM |  | FILTER
2444 | LAHC14572 | BAG FILTER EU7 GRADE - 610 MM (W) x 305 MM (H) x 300MM (D) |  | Nos | OEM |  | FILTER
2445 | LAHC14573 | BAG FILTER EU9 GRADE - 610 MM (W) x 610 MM (H) x 300MM (D) |  | Nos | OEM |  | FILTER
2446 | LAHC14574 | BAG FILTER EU9 GRADE -610 MM (W) x 510 MM (H) x 300MM (D) |  | Nos | OEM |  | FILTER
2447 | LAHC14575 | BAG FILTER EU9 GRADE - 510 MM (W) x 610 MM (H) x 300MM (D) |  | Nos | OEM |  | FILTER
2448 | LAHC14576 | BAG FILTER EU9 GRADE - 305 MM (W) x 610 MM (H) x 300MM (D) |  | Nos | OEM |  | FILTER
2449 | LAHC14577 | BAG FILTER EU9 GRADE - 610 MM (W) x 305 MM (H) x 300MM (D) |  | Nos | OEM |  | FILTER
2450 | LCCR07009 | SS SHEET 316 GRADE 1.6mm THK |  | Kgs | OEM |  | SS SHEETS
2451 | LAHC11311 | ER80C-4DN.K7.1R |  | Nos | OEM |  | FAN
2452 | LAHC14578 | ACTIVATED CARBON FILTER - 595 MM (W) x 494 MM (H) x 100MM (D) |  | Nos | OEM |  | FILTER
2453 | LAHC14579 | ACTIVATED CARBON FILTER - 595 MM (W) x 595 MM (H) x 100MM (D) |  | Nos | OEM |  | FILTER
2454 | LAHC14580 | ACTIVATED CARBON FILTER - 290 MM (W) x 595 MM (H) x 100MM (D) |  | Nos | OEM |  | FILTER
2455 | LAHC14581 | ACTIVATED CARBON FILTER - 595 MM (W) x 290 MM (H) x 100MM (D) |  | Nos | OEM |  | FILTER
2456 | LAHC14582 | ACTIVATED CARBON FILTER - 494 MM (W) x 595 MM (H) x 100MM (D) |  | Nos | OEM |  | FILTER
2457 | LAHC11312 | 140 x 190 FCU Fan with Housing |  | Nos | OEM |  | FAN
2458 | LCCR07532 | M.S Perforated Sheet | 0 | Kgs | OEM |  | G.I / COATED SHEETS
2459 | LCCR07533 | GI Perforated Sheet | 0 | Kgs | OEM |  | G.I / COATED SHEETS
2460 | LAHC11313 | RLM E6-2831 -315 Dia Plug Fan |  | Nos | OEM |  | FAN
2461 | LAHM48624 | GAS / LIQUID IN STICKER |  | Nos | OEM |  | NAME PLATE/STICKER/LABELS
2462 | LAHM48625 | GAS OUT STICKER |  | Nos | OEM |  | NAME PLATE/STICKER/LABELS
2463 | LAHM48626 | "U" TRAP STICKER |  | Nos | OEM |  | NAME PLATE/STICKER/LABELS
2464 | LAHR17242 | 2 1/2 Inches Copper Elbow |  | Nos | OEM |  | COPPER ITEMS
2465 | LCCM48528 | 5 Ply Corrugated Box 380mm (W) x 350mm (D) x 216mm(H) |  | Nos | OEM |  | PACKING

## Sheet2
id | Code | Name
92 | LCCR07511 | GI sheet 1.2mm THK 180 GSM